## Instructions (hidden)
SMALL BUSINESS LIGHTING FIXTURES AND CONTROLS APPLICATION PROGRAM INSTRUCTIONS
This Application Workbook is intended to be used for approximately one-for-one fixture replacements or efficiency upgrade retrofits in the Small Business Program. New construction and major retrofit projects must use the separate Design-based Lighting workbook.
Note that there are two paths to receiving lighting fixture incentives. The first path, called "Standard," provides numerous incentives based upon specific replacement fixtures as identified on the Replacement Fixture List sheet of this workbook. The second path, called "Alternative Fixtures," provides incentives for any fixture not identified on the Replacement sheet. All measures are incentivized as indicated on the Eligible Measures and Incentives sheet.
All projects MUST receive pre-approval before purchasing equipment or beginning work. Please review the program process and eligibility requirements on the program website as well as the Terms & Conditions on the application. Please contact the program office with any questions.
If equipment is installed and operational within two months of the date on the pre-approval letter, the Program will pay an additional 10% of the base incentive for Standard Measures.
Program Process and Eligibility Requirements
Contact the Program Office | 866-353-5799
The Pepco C&I program reserves the right to stop offering the bonus incentive at any time.
The Lighting Fixtures and Controls incentive application
First, review the Eligible Measures and Incentives tab to see the list of available incentives.
Second, fill out the Application tab - Note: The total incentive will carry over onto the application tab from the Summary Table.
Third, review the Standard Table Instructions and fill out the Lighting Table. If you have Alternative Fixtures--those described in Section VI on the Eligible Measures table--review the Alt Fixtures Instructions and complete the Alternative Fixtures Table.
Fourth, send the completed combination application and workbook to the program office. Please include the appropriate equipment specification sheets.
DelmarvaEnergyEfficiency@LMBPS.com
Once you receive a letter of pre-approval, you may begin work. The project must be completed and the program office notified within three months of the pre-approval date. Submit documentation of project completion to the program office along with any changes to the original application. Pepco reserves the right to conduct a post project inspection.
Note - Please be sure to use the latest version of the application. Follow the link below to find the latest version
https://cienergyefficiency.delmarva.com/Lighting.aspx

## Instructions
Version 1.1 5-15-2012
SMALL BUSINESS LIGHTING FIXTURES AND CONTROLS APPLICATION PROGRAM INSTRUCTIONS
This Application Workbook is intended to be used for approximately one-for-one fixture replacements or efficiency upgrade retrofits in the Small Business Program. New construction and major retrofit projects must use the separate Design-based Lighting workbook.
Note that there are two paths to receiving lighting fixture incentives. The first path, called "Standard," provides numerous incentives based upon specific replacement fixtures as identified on the Replacement Fixture List sheet of this workbook. The second path, called "Alternative Fixtures," provides incentives for any fixture not identified on the Replacement sheet. All measures are incentivized as indicated on the Eligible Measures and Incentives sheet.
All projects MUST receive pre-approval before purchasing equipment or beginning work. Please review the program process and eligibility requirements on the program website as well as the Terms & Conditions on the application. Please contact the program office with any questions.
If equipment is installed and operational within two months of the date on the pre-approval letter, the Program will pay an additional 10% of the base incentive for Standard Measures.
Program Process and Eligibility Requirements
Contact the Program Office | 866-353-5798
The Lighting Fixtures and Controls incentive application
First, review the Eligible Measures and Incentives tab to see the list of available incentives.
Second, fill out the Application. Note: The total incentive and energy savings will carry over onto the Application from the Summary Table.
Third, review the Standard Table Instructions and fill out the Lighting Table. If you have Alternative Fixtures--those described in Section VI on the Eligible Measures table--review the Alt Fixtures Instructions and complete the Alternative Fixtures Table.
Fourth, send the completed combination application and workbook to the program office. Please include the appropriate equipment specification sheets.
PepcoEnergyEfficiency@LMBPS.com
Once you receive a letter of pre-approval, you may begin work. The project must be completed and the program office notified within three months of the pre-approval date. Submit documentation of project completion to the program office along with any changes to the original application. Pepco reserves the right to conduct a post project inspection.
Note - Please be sure to use the latest version of the application. Follow the link below to find the latest version
https://cienergyefficiency.pepco.com/Lighting.aspx

## Eligible Measures & Incentives
Pepco Commercial & Industrial Energy Savings Program
SMALL BUSINESS LIGHTING FIXTURES AND CONTROLS
The Pepco Commercial & Industrial Energy Savings Program offers incentives to install energy efficient lighting and lighting controls.
To take advantage of these incentives, you must meet the following eligibility requirements:
1. Be a Pepco small business customer in the Maryland territory.
2. Have an existing facility, as new construction is not eligible for this program.
All projects require pre-approval so contact us to discuss your project prior to equipment purchase and installation.
You can also contact your installation contractor or equipment vendor to discuss energy efficient equipment options. If you do not have a contractor or vendor in mind, please visit our website for a list of Trade Allies.
|  | Additional Terms and Conditions apply. |  | Find a Trade Ally
|  | Additional Terms and Conditions apply. |  | Find a Trade Ally
|  | Eligible Measures | [6 empty] | SBC Incentive |  | Approximate
|  | Measure Code | Lighting Equipment | Base Incentive (10% additional incentive available)1 | Unit | Approximate Installed Cost | Incentive as % of Cost | Notes | Incentive | Unit | Installed Cost | Incentive /Cost
Section I: New Fluorescent Fixtures
E-L-FN-120-12 | Fluorescent Fixtures - New HPT8, RWT8, or T5/T5HO Lamps and Ballasts 1 or 2, 4-ft and U-Bend Lamps | LTN1 | New Fixture with HPT8, RWT8, or T5/T5HO Lamps and Ballasts, (1 or 2, 4-ft Lamps and U-Bend Lamps) | 75 | Fixture | 75 | 100% | 4, 5, 7, 10, 14 | 75 | Fixture | 75 | 100%
E-L-FN-140-12 | Fluorescent Fixtures - New HPT8, RWT8, or T5/T5HO Lamps and Ballasts 3 or 4, 4-ft Lamps | LTN2 | New Fixture with HPT8, RWT8, or T5/T5HO Lamps and Ballasts, (3 or 4, 4-ft Lamps) | 95 | Fixture | 95 | 100% | 4, 5, 7, 10, 14 | 95 | Fixture | 95 | 100%
E-L-FN-160-12 | Fluorescent Fixtures - New HPT8, RWT8, or T5/T5HO Lamps and Ballasts 5 to 8, 4-ft Lamps | LTN3 | New Fixture with HPT8, RWT8, or T5/T5HO Lamps and Ballasts, (5 to 8, 4-ft Lamps) | 210 | Fixture | 210 | 100% | 4, 5, 7, 10, 14 | 210 | Fixture | 210 | 100%
E-L-FN-190-12 | Fluorescent Fixtures - New HPT8, RWT8, or T5/T5HO Lamps and Ballasts > 8, 4-ft Lamps | LTN4 | New Fixture with HPT8, RWT8, or T5/T5HO Lamps and Ballasts, (> 8, 4-ft Lamps) | 265 | Fixture | 265 | 100% | 5, 6, 7, 10, 14 | 265 | Fixture | 265 | 100%
E-L-FN-320-12 | Fluorescent Fixtures - New HPT8, RWT8, or T5/T5HO Lamps and Ballasts 1 or 2, 2-ft or 3-ft Lamps | LTN5 | New Fixture with T8 Lamps & HPT8 or RWT8 Ballasts, or T5/T5HO Lamps and Ballasts (1 or 2, 2-ft or 3-ft Lamps) | 75 | Fixture | 75 | 100% | 5, 6, 7, 10, 14 | 75 | Fixture | 75 | 100%
E-L-FN-340-12 | Fluorescent Fixtures - New HPT8, RWT8, or T5/T5HO Lamps and Ballasts 3 or 4, 2-ft and 3-ft Lamps | LTN6 | New Fixture with T8 Lamps & HPT8 or RWT8 Ballasts, or T5/T5HO Lamps and Ballasts (3 or 4, 2-ft and 3-ft Lamps) | 100 | Fixture | 100 | 100% | 5, 6, 7, 10, 14 | 100 | Fixture | 100 | 100%
E-L-FN-420-12 | Fluorescent Fixtures - New HPT8, RWT8, or T5/T5HO Lamps and Ballasts Controlling 1 or more 2-, 3-, or 4-ft Lamps | LTN7 | New Self-Contained Fixture with HPT8, RWT8, or T5/T5HO Lamps and Ballasts, (1 or 2, 2-ft, 3-ft, or 4-ft Lamps, or 1 or more CFLs), with Integral Occupancy Sensor Controlling Some Lamps | 100 | Fixture | 100 | 100% | 4, 5, 6, 12 | 100 | Fixture | 100 | 100%
E-L-CN-210-12 | Fluorescent Fixtures - New New CFL Fixture < or = 42W | LTN9 | New CFL Fixture ≤ 42W | 55 | Fixture | 55 | 100% | 1 | 55 | Fixture | 55 | 100%
E-L-CN-310-12 | Fluorescent Fixtures - New New CFL Fixture > 42W < or = 60W | LTN10 | New CFL Fixture > 42W ≤ 60W | 60 | Fixture | 60 | 100% | 1 | 60 | Fixture | 60 | 100%
E-L-CN-410-12 | Fluorescent Fixtures - New New CFL Fixture > 60W | LTN11 | New CFL Fixture > 60W | 70 | Fixture | 70 | 100% | 1 | 70 | Fixture | 70 | 100%
E-L-CN-070-12 | Fluorescent Fixtures - New New CFL Fixture with Dimmable Ballast | LTN12 | New CFL Fixture with Dimmable Ballast | 80 | Fixture | 80 | 100% | 1, 2 | 80 | Fixture | 80 | 100%
Section II: Fluorescent Relamp & Reballast of Existing Fixture
E-L-FR-120-12 | Fluorescent Fixtures - New HPT8, RWT8, or T5/T5HO Lamps and Ballasts Existing 1 & 2, 4-ft Lamp and U-Bend Lamps | LTR1 | Relamp & Reballast with HPT8, RWT8, or T5/T5HO Lamps & Ballasts (Existing 1 & 2, 4-ft Lamp and U-Bend Lamp Fixtures) | 35 | Fixture | 35 | 100% | 4, 8, 14 | 35 | Fixture | 35 | 100%
E-L-FR-140-12 | Fluorescent Fixtures - New HPT8, RWT8, or T5/T5HO Lamps and Ballasts Existing 3 & 4 Lamp 4-ft Fixtures | LTR2 | Relamp & Reballast with HPT8, RWT8, or T5/T5HO Lamps and Ballasts (Existing 3 & 4 Lamp 4-ft Fixtures) | 45 | Fixture | 45 | 100% | 4, 8, 14 | 45 | Fixture | 45 | 100%
E-L-FR-160-12 | Fluorescent Fixtures - New HPT8, RWT8, or T5/T5HO Lamps and Ballasts Existing 5 to 8 Lamp 4-ft Fixtures | LTR3 | Relamp & Reballast with HPT8, RWT8, or T5/T5HO Lamps and Ballasts (Existing 5 to 8 Lamp 4-ft Fixtures) | 75 | Fixture | 75 | 100% | 4, 8, 14 | 75 | Fixture | 75 | 100%
E-L-FR-220-12 | Fluorescent Fixtures - New HPT8, RWT8, or T5/T5HO Lamps and Ballasts Existing 1 or 2, 2-ft and 3-ft , or U-bend lamps | LTR4 | Relamp & Reballast with T8 Lamps and HPT8 or RWT8 Ballasts, or T5/T5HO Lamps and Ballasts (Existing 1 & 2 Lamp 2-ft and 3-ft Fixtures, including those with U-Bend Lamps) | 40 | Fixture | 40 | 100% | 6, 8, 14 | 40 | Fixture | 40 | 100%
E-L-FR-240-12 | Fluorescent Fixtures - New HPT8, RWT8, or T5/T5HO Lamps and Ballasts Existing 3 or 4, 2-ft and 3-ft, or U-bend lamps | LTR5 | Relamp & Reballast with T8 Lamps and HPT8 or RWT8 Ballasts, or T5/T5HO Lamps and Ballasts (Existing 3 & 4 Lamp, 2-ft and 3-ft Fixtures) | 40 | Fixture | 40 | 100% | 6, 8, 14 | 40 | Fixture | 40 | 100%
E-L-CR-100-12 | Fluorescent Fixtures - New HPT8, RWT8, or T5/T5HO Lamps and Ballasts 42W or less | LTR6 | Retrofit with CFL 42W or less | 35 | Fixture | 35 | 100% | 22 | 35 | Fixture | 35 | 100%
E-L-CR-200-12 | Fluorescent Fixtures - New HPT8, RWT8, or T5/T5HO Lamps and Ballasts > 42W to 60W | LTR7 | Retrofit CFL > 42W to 60W | 60 | Fixture | 60 | 100% | 22, 23 | 60 | Fixture | 60 | 100%
E-L-CR-300-12 | Fluorescent Fixtures - New HPT8, RWT8, or T5/T5HO Lamps and Ballasts > 60W | LTR8 | Retrofit CFL > 60W | 65 | Fixture | 65 | 100% | 22, 23 | 65 | Fixture | 65 | 100%
Section III: Fluorescent De-lamp/Retrofit of Existing Fixture
E-L-FD-120-12 | Fluorescent Fixtures - New HPT8, RWT8, or T5/T5HO Lamps and Ballasts Existing 1-2 lamp | LTD1 | De-lamp/Retrofit with HPT8, RWT8, or T5/T5HO 4-ft Lamps and Ballasts and Retrofit Kit (Existing 4-ft and 8-ft fixtures with 2, 4-ft lamps or 1 or 2, 8-ft Lamps) | 60 | Fixture | 60 | 100% | 4, 9, 14, 21 | 60 | Fixture | 60 | 100%
E-L-FD-140-12 | Fluorescent Fixtures - New HPT8, RWT8, or T5/T5HO Lamps and Ballasts Existing 3 or 4 lamps | LTD2 | De-lamp/Retrofit with HPT8, RWT8, or T5/T5HO 4-ft Lamps and Ballasts and Retrofit Kit (Existing 4-ft and 8-ft fixtures with 3 or 4, 4-ft or 8-ft Lamps) | 60 | Fixture | 60 | 100% | 4, 9, 14, 21 | 60 | Fixture | 60 | 100%
E-L-FD-160-12 | Fluorescent Fixtures - New HPT8, RWT8, or T5/T5HO Lamps and Ballasts Existing 5 to 8 Lamps | LTD3 | De-lamp/Retrofit with HPT8, RWT8, or T5/T5HO Lamps and Ballasts and Retrofit Kit (Existing 5 to 8 Lamp, 4-ft Fixtures) | 75 | Fixture | 75 | 100% | 4, 9, 14 | 75 | Fixture | 75 | 100%
E-L-FD-230-12 | Fluorescent Fixtures - New HPT8, RWT8, or T5/T5HO Lamps and Ballasts Existing 2 & 4 Lamp, 2-ft & 3-ft or U-Bend Lamps | LTD4 | De-lamp/Retrofit with T8 Lamps and HPT8 or RWT8 Ballasts, or T5/T5HO Lamps & Ballasts, and Retrofit Kit (Existing 2 & 4 Lamp, 2-ft and 3-ft Fixtures, including those with U-Bend Lamps) | 60 | Fixture | 60 | 100% | 6, 9, 11, 14 | 60 | Fixture | 60 | 100%
Section IV: New and Retrofit Metal Halide Fixtures
E-L-PN-100-12 | Fluorescent Fixtures - New HPT8, RWT8, or T5/T5HO Lamps and Ballasts (>/= 150 Watts) | LTH1 | New Pulse Start Metal Halide Fixture (≥ 150 Watts) | 210 | Fixture | 210 | 100% | 5 | 210 | Fixture | 210 | 100%
E-L-PR-100-12 | Fluorescent Fixtures - New HPT8, RWT8, or T5/T5HO Lamps and Ballasts (>/= 150 Watts) | LTH2 | Probe-Start to Pulse-Start Metal Halide Retrofit (≥ 150 Watts) | 115 | Fixture | 115 | 100% | 17 | 115 | Fixture | 115 | 100%
Section V: LED Fixtures and Lamps
E-L-LE-100-12 | LED Lamp MR 16 Integral LED Lamp | LTL1 | MR 16 Integral LED Lamp | 40 | Lamp | 40 | 100% | 24, 25 | 40 | Lamp | 40 | 100%
E-L-LE-110-12 | LED Lamp PAR 20 Screw-In Integral LED Lamp | LTL2 | PAR 20 Integral LED Lamp | 40 | Lamp | 0 | 0% | 24, 25
E-L-LE-120-12 | LED Lamp PAR 38 and PAR 30 Screw-In Integral LED Lamp | LTL3 | PAR 38 and PAR 30 Integral LED Lamp | 50 | Lamp | 50 | 100% | 24, 25 | 50 | Lamp | 50 | 100%
E-L-LE-210-12 | LED Exit Sign New or Retrofit LED Exit Sign | LTL4 | New or Retrofit LED Exit Sign | 35 | Fixture | 35 | 100% | 3 | 35 | Fixture | 35 | 100%
#N/A | #N/A | LTL5 | [Reserved for possible future use] | 0 |  | 0 | 0%
E-L-LE-550-12 | LED Fixture Recessed, Surface, Pendant, or Track Downlight | LTL6 | Recessed, Surface, Pendant, or Track Head LED Fixture | 60 | Fixture | 60 | 100% | 24, 26, 27 | 60 | Fixture | 60 | 100%
#N/A | #N/A | LTL7 | [Reserved for possible future use] | 0 |  | 0 | 0%
#N/A | #N/A | LTL8 | [Reserved for possible future use] | 0 |  | 0 | 0%
#N/A | #N/A | LTL9 | [Reserved for possible future use] | 0 |  | 0 | 0%
E-L-LE-650-12 | LED Fixture Exterior Garage or Gas Canopy LED Fixture | LTL10 | Parking Garage or Gas Station Canopy LED Fixture | 460 | Fixture | 250 | 184% | 24, 26, 28 | 460 | Fixture | 250 | 184%
#N/A | #N/A | LTL11 | [Reserved for possible future use] | 0 |  | 0 | 0%
#N/A | #N/A | LTL12 | [Reserved for possible future use] | 0 |  | 0 | 0%
#N/A | #N/A | LTL13 | [Reserved for possible future use] | 0 |  | 0 | 0%
E-L-LE-750-12 | LED Fixture Exterior Parking Lot, area, and wallpacks LED | LTL14 | Parking Lot / Area Pole-Mounted and Wallpacks LED fixtures | 300 | Fixture | 150 | 200% | 24, 26, 28 | 300 | Fixture | 150 | 200%
#N/A | #N/A | LTL15 | [Reserved for possible future use] | 0 |  | 0 | 0%
E-L-LE-800-12 | LED LED Reach-In Freezer or Cooler Lighting | LTL16 | LED Reach-In Freezer or Cooler Lighting | 50 | Door | 50 | 100% | 24 | 50 | Door | 50 | 100%
#N/A | #N/A | LTL17 | [Reserved for possible future use] | 0 |  | 0 | 0%
#N/A | #N/A | LTL18 | [Reserved for possible future use] | 0 |  | 0 | 0%
E-L-LE-950-12 | LED LED Traffic Signal Retrofit | LTL19 | LED Traffic Signal Retrofit | 0 | Lamp | 170 | 0% | 22 |  | Lamp | 170 | 0%
Section VI: Alternative Fixtures
C-L-LA-550-12 | Fluorescent Fixtures - New HPT8, RWT8, or T5/T5HO Lamps and Ballasts | CLT | New fixtures or lighting controls that do not fit into any of the categories listed above. | 0.3 | Annual kWh Saved |  |  | 29
Section VII: Lighting Controls
E-L-CO-100-12 | Fluorescent Fixtures - New HPT8, RWT8, or T5/T5HO Lamps and Ballasts Wall Mount Near or replacing wall switch | LTC1 | Occupancy Control - Wall Mount (near or replacing wall switch) | 60 | Sensor | 60 | 100% | 12, 13, 18 | 60 | Sensor | 60 | 100%
E-L-CO-200-12 | Fluorescent Fixtures - New HPT8, RWT8, or T5/T5HO Lamps and Ballasts Fixture Mounted | LTC2 | Occupancy Control – Fixture Mounted | 80 | Sensor | 80 | 100% | 12, 13, 19 | 80 | Sensor | 80 | 100%
E-L-CO-300-12 | Fluorescent Fixtures - New HPT8, RWT8, or T5/T5HO Lamps and Ballasts Remote or Ceiling Mounted | LTC3 | Occupancy Control - Remote or Ceiling Mounted | 160 | Sensor | 160 | 100% | 12, 13, 20 | 160 | Sensor | 160 | 100%
E-L-CO-400-12 | Fluorescent Fixtures - New HPT8, RWT8, or T5/T5HO Lamps and Ballasts With Step-Dimming Capability | LTC4 | Occupancy Control – with Step-Dimming Capability | 120 | Ballast | 60 | 200% | 12, 13, 15 | 120 | Ballast | 60 | 200%
E-L-CD-100-12 | Fluorescent Fixtures - New HPT8, RWT8, or T5/T5HO Lamps and Ballasts Off / On | LTC5 | Daylight Control – Off / On | 45 | Sensor | 45 | 100% | 13, 15, 16 | 45 | Sensor | 45 | 100%
E-L-CD-200-12 | Fluorescent Fixtures - New HPT8, RWT8, or T5/T5HO Lamps and Ballasts Continuous or Step-Dimming Capability | LTC6 | Daylight Controls – Continuous or Step-Dimming Capability | 130 | Ballast | 65 | 200% | 15, 16 | 130 | Ballast | 65 | 200%
E-L-CO-100-12 | Fluorescent Fixtures - New HPT8, RWT8, or T5/T5HO Lamps and Ballasts Wall Mount Near or replacing wall switch | LTC7 | Occupancy Control for LED Fixtures located within a refrigerated case (can only be used with measure LTL16) | 25 | Door | 25 | 100% | 13, 15, 16 | 25 | Door | 25 | 100%
GENERAL PROVISIONS:
All program-qualified new fixtures, lamps, ballasts, retrofit kits, reflectors and applicable components shall be UL or CSA listed for intended use and be installed in accordance with all governing building codes and National Electrical Code standards.
Program incentives can apply to existing fixtures with Incandescent, Fluorescent T12, T8, CFL and High Intensity Discharge (HID) technologies when being replaced with program-approved lighting technologies, fixtures and components following the program’s criteria.
A fixture is considered to be a chassis or housing with an open wire runway from end to end or without wiring obstructions from the lamp socket to a knock-out exit from the fixture.
Use of energy efficient lighting technologies and fixture upgrade strategies should be used in conjunction with good lighting design practices as recommended by the Illuminating Engineering Society and ASHRAE to maintain the quality and quantity levels of illumination in an area appropriate for the tasks being performed. A qualified lighting professional can provide assistance with the design, target lighting levels, specific fixture recommendations and lighting component selections.
NOTES:
|  | 1 | Includes new single or multi-lamp hard-wired CFL fixtures (that are Energy Star compliant). Excludes screw-in CFL lamps 42 Watts or smaller. Any existing transformer must be removed.
|  | 2 | Includes all CFL fixtures with integral electronic ballasts. Minimum 25 Watts controlled. Energy Star compliant fixtures only.
|  | 3 | Must be UL-listed and compliant with current National Fire Safety Codes and Standards and Energy Star criteria.
|  | 4 | HPT8 and RWT8 – All High-Performance 4-ft T8 lamps and ballasts must appear on the current Consortium for Energy Efficiency (CEE) Qualifying Products list or meet the CEE "High-Performance” or “Reduced-Wattage” specifications. (See the CEE website: www.cee1.org )
|  | 5 | Fixture shall be a new luminaire of any size, type or style with manufacturer installed program-qualified ballasts. Fixture must be UL or CSA listed for the intended use and have a manufacturer new fixture warranty.
|  | 6 | New non-CEE listed 800-series T8 lamps must be used in combination with a High-Performance ballast appearing on the current Consortium for Energy Efficiency (CEE) Qualifying Products list, or meet the current CEE “High-Performance” or “Reduced-Wattage” specifications. (See the CEE website: www.cee1.org)
|  | 7 | Add $10.00 to the incentive if the new fixture type is indirect or direct/indirect with a low-glare design.
|  | 8 | Lamps shall be replaced on a one-for-one basis. All existing ballasts shall be removed from fixture. Existing broken lamp sockets shall be replaced.
|  | 9 | All retrofit kits shall include lamp socket bracket and sockets and may include a new reflector or ballast cover. Retrofit kits and components shall be UL or CSA listed for luminaire retrofit conversion and be installed in accordance with the National Electrical Code. New lamp socket brackets shall center lamps in fixture. All reflectors shall have a minimum reflectivity of 90% and be included in appropriate retrofits to maintain good lighting quality and illumination.
|  | 10 | Unless otherwise noted, T5 and T5HO lamps are to be linear mini bi-pin with compatible electronic ballast.
|  | 11 | Includes existing fixture retrofit replacing T8 U-Bend lamps with new 2-ft T8 linear lamps, retrofit kit and reflector.
|  | 12 | Must use hardwired passive IR or dual-technology integral or remote mounted sensors. Installations with manual “On” override capability are not eligible.
|  | 13 | Control incentive per qualified sensor, controller, step or dimming ballast whether integral or remote from the controlled fixture.
|  | 14 | Where the existing fixtures have T8 or T5/T5HO lamps, a minimum fixture wattage reduction of 20% is required.
|  | 15 | Each control unit (sensor) must control a total of at least 175 Watts of lighting.
|  | 16 | Each control unit (sensor) must control at least four HPT8, RWT8, or T5/T5HO ballasts; or four CFL fixtures.
|  | 17 | Requires replacing existing Probe Start metal halide lamp and ballast with a new Pulse Start lamp and ballast retrofit kit or as a new fixture. Pulse Start ballasts must be Energy Independence and Security Act (EISA) compliant between 150W and 500W unless exempt from compliance under special conditions. Retrofit kit components must be UL or CSA listed for the intended use.
|  | 18 | Minimum of 60 Watts controlled per sensor.
|  | 19 | Minimum of 40 Watts controlled per sensor.
|  | 20 | Minimum of 120 Watts controlled per sensor.
|  | 21 | Allows the replacement of existing 8-ft T12 or T8 lamps with 4-ft HPT8, RWT8, or T5/T5HO lamps and ballasts with retrofit kit and reflector, if applicable. Proposed fixture must demonstrate energy savings over the existing fixture.
|  | 22 | Replace incandescent bulbs with LEDs in existing traffic signals. Incentive available for each red signal, each green signal, each full-time flashing signal, and each pedestrian signal. Fixtures are eligible only if they are active 24 hours per day and 7 days per week
|  | 22 | Includes single or multi-lamp hardwired CFL retrofit kits (Energy Star compliant).
|  | 23 | New screw-in CFL lamp (> 42 Watts) permitted. Any existing transformer must be removed.
|  | 24 | In order to be eligible, these LED fixtures and Integral lamps must be currently listed by either ENERGY STAR or the Design Lights Consortium as Qualified Products.LED fixtures must be identified as a Commercial Product or be qualified by the manufacturer for the Commercial use intended.
|  | 25 | An LED Integral Lamp is eligible for incentives if: 1) it is a self-contained LED lamp and driver system with direct electrical connection base to existing fixture socket; 2) it is compatible with any existing or replacement control system where applied; and 3) it has less rated input wattage than the lamp it is replacing. Any modifications to the existing fixture to accommodate installation and warranted operation of the Integral LED Lamp shall be made in accordance with manufacturer recommendations and electrical code standards. Integral LED Lamp shall be weather rated for the intended use in either interior or exterior fixture locations.
|  | 26 | An LED Fixture (or Luminaire) is a complete new LED fixture or retrofit assembly with LED lamp, socket, reflector and driver components within, or directly or indirectly attached to, the new or existing fixture housing. All ‘LED Fixtures’ shall be weather rated for the intended use in either interior or exterior locations. ‘LED Fixture’ must be for LED lamp operation only and contain a LED driver within the fixtures electrical system.
|  | 27 | Minimum of 40 Watt reduction per fixture replaced.
|  | 28 | Minimum of 50 Watt reduction per fixture replaced.
|  | 29 | Incentives for Alternative fixtures are limited to projects with simple payback periods of 1.5 years or greater, before incentive is applied. Incentive will be limited so that no project is brought down to a payback less than 1.5 years. The incentive amount is also limited to 50% of the total installation costs. Finally, the project must pass a Benefit/Cost Test (B/C>1.0), where the test is the ratio of the project's benefit to all ratepayers (expressed in terms of the present value of the utility's reduced cost to generate or purchase electricity over the life of the measure), to the total cost to all ratepayers, expressed as the sum of (a) the cost to install the measure and (b) a proportionate share of the total cost to the utility to operate the program (since the cost is borne by all ratepayers).
1If equipment is installed and operational within two months of the date on the pre-approval letter, the Program will pay an additional 10% of the base incentive for Standard Measures.
Note on K54: jarichter: UPDATED on 5/15/2012 per Ellen

## Application
SMALL BUSINESS STANDARD AND ALTERNATIVE LIGHTING INCENTIVE APPLICATION (in Existing Buildings)
There are drop down menus throughout the application to be used when filling out the Application electronically. These menus become available upon clicking on the relevant cells. If you are unable to complete the Application Workbook electronically, please contact the Program office.
CUSTOMER INFORMATION (PEPCO ACCOUNT HOLDER)
Company Name:
| Business Type (General): |  | Business Type (Specific):
Mailing Address:
| City: |  |  | State: | MD |  | ZIP Code:
| Contact Person: |  |  |  |  | Title:
| Telephone Number: |  |  |  | Fax: | None
| Email: | None
| Secondary Contact: | None |  |  |  | Title: | None
| Telephone Number: | None |  |  | Email: | None
| Who referred you to the C&I Energy Savings Program? |  |  | Approved Trade Ally
Information is missing in the above section. Please complete fully.
PROJECT SITE INFORMATION
| Project Type: | Early Equipment Replacement |  |  | Expected Completion Date:
| Building Type: |  |  | Other (Specify):
Facility Name (project site):
Project Address:
| City: |  |  | State: | MD |  | ZIP Code:
Pepco Electric Account Number at Project Site:
| Have you or are you considering additional projects? |  |  | No | Describe:
If you are implementing multiple energy efficiency measures on the same project site you may be eligible for an additional incentive.
Information is missing in the above section. Please complete fully.
CONTRACTOR/VENDOR INFORMATION
| Company Name: | Matrix Energy Services, Inc. |  |  | Contact Person: |  | Ben Anderson
| Telephone No: | 916-363-9283 x113 |  |  | Fax: | 916-368-9389
| Email: | ben@matrixescorp.com
| Address: | 3239 Ramos Circle
| City: | Sacramento |  | State: | California |  | ZIP Code: | 95827
Contractor business status:
INCENTIVE INFORMATION
Small Business Bonus (on Prescriptive Measures)
Incentive from Attached Worksheet
Total Incentive with Eligible Bonus
| Estimated Incentive from Attached Worksheet |  |  |  |  | Estimated kW savings: |  | 0
|  |  | 0 |  |  | Estimated kWh savings: |  | 0
CUSTOMER AGREEMENT
I have read the entire application and agree to meet all requirements and abide by the Terms and Conditions of this application. I am authorized to sign on behalf of the Customer listed above, and represent that all information provided within is true and correct. Note: Electronic submission is encouraged. A pdf or facsimile signature is acceptable and will have the same force and effect as an original signature. Program pre-approval is required − do not purchase or install any equipment until you are notified that the proposed project is approved. Keep a copy of all submitted documents.
By signing, customer attests that all low cost/no cost measures identified in the Walk-through Assessment have been completed.
Authorized Representative:
Authorized Representative Signature:
| Title: |  |  |  | Date:
| Make Payment to: | Contractor/Vendor
| Name on Check: | Matrix Energy Services, Inc.
| Address: | 3239 Ramos Circle
| City: | Sacramento |  | State: | California |  | ZIP Code: | 95827
| Legal Business Entity: | Corporation
| Federal Tax ID Number of check recipient: |  |  | 86-1170236
| ADMINISTRATIVE USE ONLY | [7 empty] | Version 1.1 5-15-2012
| Project ID #: |  |  |  | Date Received:
| Required Pre-Inspection: |  | Pre-Inspect Date: |  |  |  | Inspector:
| Pre-Approval Date: |  |  | Pre-Approval Signature:
| Require Post-Inspection: |  | Post-Inspect Date: |  |  |  | Inspector:
| Final Approval Date: |  |  | Final Approval Signature:
Return completed application and workbook to the Pepco C&I Energy Savings Program c/o Lockheed Martin, 2275 Research Blvd MS-8N, Rockville MD 20850 Phone: 1-866-353-5798 ¦ Fax: 301-519-5445 ¦ email: PepcoEnergyEfficiency@LMBPS.com ¦ web: www.pepco.com/business
Terms and Conditions
1. Program Offer: This application covers products purchased and installed after program pre-approval. This application does not cover products purchased or installed prior to the date of the Program’s Pre-approval (or Commitment) letter. Projects must be pre-approved and must be completed within three (3) months of the preapproval date. Pepco may cancel this application without liability if customer has (1) not installed the approved project, and has (2) not applied to Pepco for a project extension within three (3) months from the date of Pepco’s pre-approval. Within thirty (30) days of installation, Customer must notify Pepco and provide required post-installation documentation as described elsewhere in these Terms and Conditions. Customers who fail to provide timely notification and/or fail to provide required documentation may be denied incentive payment.
2. ELIGIBILITY: Incentives are available to Pepco commercial, industrial, governmental, and institutional electric customers for the purchase and installation of Qualifying EEMs (as defined in Paragraph 3, below) in the Pepco Maryland service territory, subject to these Terms and Conditions.
3. Qualifying EEMs: Electric Efficiency Measures (EEMs) identified in official program materials approved by Pepco. Technologies that purport to save energy through reduction of voltage or power conditioning are not eligible. EEMs that displace/replace electrical energy use with another fuel (fuel switching) are not eligible. Unless explicitly pre-approved, EEMs must be new and covered by warranties.
4. OWNERSHIP OF CAPACITY AND/OR ENERGY/ENVIRONMENTAL SAVINGS CREDITS: a) EEMs purchased and installed in part through incentives provided by this program are the property of the Customer, subject to any limitations contained within these Terms and Conditions. b) Notwithstanding the above, Pepco holds sole rights to any electric system capacity credits and energy or environmental credits that may be associated with EEMs for which incentives were received, and Pepco can dispose of these credits in any manner authorized by applicable law or regulation. c) In no event will activity associated with any energy or environmental credits noted in Section 4(b) result in interference with the Customer’s ability to operate EEMs as approved in the Program incentive award.
5. PROJECT APPROVAL: a) Pre-approval from Pepco is required for all projects. b) Pepco reserves the right to pre-inspect any project. c) Pepco reserves the right to approve or disapprove any proposed EEMs in its sole reasonable discretion. d) No Project-related equipment may be ordered or installed prior to the date of Pepco’s Pre-Approval.
6. PROJECT VERIFICATION: Pepco is not obligated to pay any pre-approved incentive awards until it has performed a satisfactory post-installation verification. If Pepco determines that EEMs were not installed in a manner consistent with the approved application, or if unapproved EEMs were installed, or if the installation was not consistent with generally accepted engineering practices, changes may be required before payment is issued. Pepco will not make payment until it has verified that the Customer has received, as appropriate, final drawings, operation and maintenance manuals, and operator training, and is substantially satisfied with the installation of eligible equipment.
7. INDEPENDENT TESTING: Pepco reserves the right to deny incentives for any EEMs or equipment that have not been favorably assessed or approved by recognized, independent authorities, such as the Underwriter’s Laboratory (UL), Intertek ETL, or Air Conditioning, Heating, and Refrigeration Institute (AHRI).
8. INCENTIVE AMOUNTS: All incentive payments will also be subject to the following limitations: a) Each Pepco electric account is limited to $250,000 in incentives per program year (including all incentive applications received in the program year) b) Pepco reserves the right to deny any incentive application that may result in Pepco exceeding its program budget. Cash incentives under the programs are offered on a first-come, first-served basis and are subject to project and Customer eligibility and availability of funds. In addition, Alternative Equipment incentive payments will be based on an analysis of the proposed measure and savings, as estimated by the customer and verified by Pepco, and Individual EEM incentive payments for Alternative Equipment will not exceed 50% of EEM total installed cost.
9. EEM COSTS: The Customer must provide copies of all invoices or other reasonable documentation that verify the costs of purchasing and installing the EEMs, including all materials, labor, and equipment discounts. Invoices must indicate a verifiable breakout of all EEMs purchased for installation under this Application.
10. SCHEDULE FOR INCENTIVE PAYMENTS: a) Pepco expects to pay all incentives within 4 weeks after project completion. Project completion requires: (1) submission to Pepco of all documentation; (2) completed installation of the approved EEMs; and (3) Pepco verification and acceptance of (1) and (2) above, all in accordance with the specifications outlined elsewhere in these Terms and Conditions. b) Pepco reserves the right to perform a post-installation inspection of equipment for which an incentive has been applied for, as part of its verification process. c) Pepco reserves the right to apply cash incentives to any of the Customer’s unpaid or overdue accounts, whether in DC or Maryland.
11. MONITORING AND EVALUATION FOLLOW UP VISITS: Pepco reserves the right to make follow up visits to Customer’s facility during the 36 months following the actual completion date of the project at a time convenient to the Customer, and with at least one-week advance notice. The purpose of the visit(s) is to review the operation of the EEMs for program evaluation purposes, including monitoring their energy performance. The scope of review is limited to determining whether program conditions have been met. The Customer must allow access to the EEMs and related project documentation. Pepco has the right to a refund for incentives paid if, at any time, it learns that the EEMs were not actually and properly installed or were subsequently disconnected within 36 months after installation.
12. CHANGES-TO / CANCELLATION OF THE PROGRAM: a) Pepco may change the program requirements, incentives, or Terms & Conditions at any time without notice, including suspending acceptance of applications or terminating the program. b) In the event of program change, pre-approved applications will be processed to completion under the Terms & Conditions in effect at the time of pre-approval by Pepco. c) Submission of a completed application does not entitle the Customer to program participation.
13. PUBLICITY OF CUSTOMER PARTICIPATION: Pepco reserves the right to publicize a Customer’s participation in the program, including information such as: projected project energy savings, the incentive amount, and other information that does not compromise reasonable Customer expectations of confidentiality of proprietary or competitive information. In such instances, Pepco will obtain Customer permission to make such information public.
14. LIMITATION OF LIABILITY AND INDEMNIFICATION: a) Pepco, its officers, directors, employees, affiliates, contractors and agents shall not be liable to the Customer for any direct, special, indirect, consequential or incidental damages or for any damages in tort (including negligence) caused by any activities associated with this program and Customer’s participation therein. By participating in this Pepco program, Customer agrees to waive any and all claims, whether arising in contract or tort and to fully release Pepco, its officers, directors, employees, affiliates, contractors and agents from any and all damages, of any kind. b) The Customer shall protect, indemnify, and hold harmless Pepco, its officers, directors, employees, affiliates, contractors and agents from and against all liabilities, losses, claims, damages, judgments, penalties, causes of action, costs and expenses (including, without limitation, attorney’s fees and expenses) incurred by or assessed against Pepco or its agents arising out of or relating to the performance of this Application, whether arising in contract or tort.
15. NO WARRANTIES: a) NEITHER PEPCO, NOR ITS OFFICERS, DIRECTORS, EMPLOYEES, AFFILIATES, CONTRACTORS NOR AGENTS ENDORSE, GUARANTEE, OR WARRANT ANY PARTICULAR MANUFACTURER, PRODUCT, CONTRACTOR, TRADE ALLY OR VENDOR, NOR DO ANY OF THE FOREGOING PROVIDE ANY WARRANTIES, EXPRESSED OR IMPLIED, INCLUDING ANY IMPLIED WARRANTY OF MERCHANTABILITY OR FITNESS FOR ANY PRODUCT OR SERVICE. PEPCO, ITS OFFICERS, DIRECTORS, EMPLOYEES, AFFILIATES, CONTRACTORS AND AGENTS ARE NOT LIABLE OR RESPONSIBLE FOR ANY ACT OR OMMISSION OF ANY CONTRACTOR HIRED BY THE CUSTOMER (IF ANY) WHETHER OR NOT SAID CONTRACTOR IS A PARTICIPATING PEPCO “TRADE ALLY.” THE CUSTOMER’S RELIANCE ON WARRANTIES IS LIMITED TO ANY WARRANTIES THAT MAY BE PROVIDED BY ITS CONTRACTOR, VENDOR, MANUFACTURER, ETC. b) NEITHER PEPCO NOR ITS OFFICERS, DIRECTORS, EMPLOYEES, AFFILIATES, CONTRACTORS OR AGENTS ARE RESPONSIBLE FOR ASSURING THAT THE DESIGN, ENGINEERING AND CONSTRUCTION OF THE FACILITY OR INSTALLATION OF THE EEMS IS PROPER OR COMPLIES WITH ANY PARTICULAR LAWS, REGULATIONS, CODES, OR INDUSTRY STANDARDS. NEITHER PEPCO NOR ITS OFFICERS, DIRECTORS, EMPLOYEES, AFFILIATES, CONTRACTORS, OR AGENTS MAKE, AND ARE NOT AUTHORIZED TO MAKE, ANY REPRESENTATIONS OF ANY KIND REGARDING THE RESULTS TO BE ACHIEVED BY THE EEMS OR THE ADEQUACY OR SAFETY OF SUCH MEASURES.
16. CUSTOMER TAX OBLIGATION: The Customer is responsible for declaring and paying any and all applicable federal, state, and local taxes that may be owed on any Program incentive payment.
17. VENDOR SELECTION: The Customer may select any Small Business Trade Ally listed on the Pepco C&I Energy Savings website, unless exception is specifically granted by Pepco. However, Pepco reserves the right, in its sole discretion, to prohibit specific vendors or contractors from program participation.
18. REMOVAL OF EQUIPMENT: The Customer agrees, as a condition of participation in the program, to remove and dispose of the equipment being replaced by the EEMs in accordance with all applicable laws, regulations and codes. The Customer agrees not to reinstall any of this equipment anywhere in the State of Maryland, or transfer it to any other party for such installation.
19. MISCELLANEOUS: a) The agreement between the Customer and Pepco is composed of all applicable program forms, supporting documentation, and these Terms and Conditions. b) The Customer acknowledges that the only individuals authorized to bind Pepco under the Pepco program are Pepco staff and authorized agents of Pepco. c) If any provision of the Terms and Conditions is deemed invalid by any court or administrative body having jurisdiction, such ruling shall not invalidate any other provision, and the remaining Terms and Conditions shall remain in full force and effect in accordance with their terms. d) Resolution of disputes concerning these Terms and Conditions, or any other requirement of this Application or condition of incentive award, shall be governed in all respects by the laws of the jurisdiction in which the customer is located. e) In the event of a dispute between the parties which cannot be informally resolved, the following procedure shall apply. (1) NOTICE OF DISPUTE. A party shall deliver a written notice (“Dispute Notice”) to the other describing the nature and substance of any Dispute and proposing a resolution of the Dispute. (2) MANAGEMENT NEGOTIATION. During the first thirty (30) days following the delivery of the Dispute Notice (and during any extension agreed to by the Parties, the “Negotiation Period”) an authorized manager of Customer (the “Customer’s Manager”) and an authorized manager of Pepco (“Pepco’s Manager”) shall attempt in good faith to resolve the Dispute through negotiations. If such negotiations result in an agreement in principle among such negotiators to settle the Dispute, they shall cause a written settlement agreement to be prepared, signed and dated (a “Management Settlement”), whereupon the Dispute shall be deemed settled, and not subject to further dispute resolution. (3) ALTERNATIVE DISPUTE RESOLUTION. (i) Customer and Pepco (1) acknowledge that it is in their best interests to resolve any dispute, claim or controversy arising out of or relating to this engagement letter (any such dispute, claim or controversy, a “Dispute”), in accordance with the dispute resolution procedures set forth herein and (2) agree to use their best efforts so to resolve any such Dispute. Without limitation, such efforts shall include mandatory submission of a Dispute to non-binding mediation. Should such Dispute not be resolved within 90 days after the issuance by one of the parties of a written Request for Mediation (or such longer period as the parties may agree), Pepco and Customer may seek other legal recourse. (ii) Notwithstanding the above, either party may seek injunctive relief to enforce its rights with respect to the use or protection of (1) its confidential or proprietary information or material or (2) its names, trademarks, service marks or logos, in a court of competent jurisdiction in which the customer is located. The parties consent to the personal jurisdiction thereof and to sole venue therein only for such purposes. f) PEPCO AND CUSTOMER HEREBY IRREVOCABLY AND UNCONDITIONALLY WAIVE ANY RIGHT EITHER SUCH PARTY MAY HAVE TO A TRIAL BY JURY OR TO INITIATE OR BECOME A PARTY TO ANY CLASS ACTION CLAIMS IN RESPECT OF ANY ACTION, SUIT OR PROCEEDING DIRECTLY OR INDIRECTLY ARISING OUT OF OR RELATING TO THIS APPLICATION OR THE TRANSACTIONS CONTEMPLATED BY THIS APPLICATION.

## Completion Form (hidden)
Lighting Incentives in Existing Buildings Completion Form
Step 1: Review contact information below and update, if necessary
CUSTOMER INFORMATION (PEPCO ACCOUNT HOLDER)
Company Name:
| Contact Person: |  |  |  |  | Title:
Mailing Address:
| City: |  |  | State: | MD |  | ZIP Code:
| Telephone Number: |  |  |  | Fax: | None
Step 2: Indicate date of project completion
Date of Completion:
Step 3: Review the Custom Input sheet and update to reflect the final project as installed, if appropriate. Then complete the following:
| Did you make any changes since the initial application? |  |  |  |  | No
CONTINUE TO STEP 4
| Item Number | Brief Explanation of Change
| Example: 8 | Changed quantity from 1 to 2.
Step 4: Review the Payee information
| Are changes necessary? |  | Yes | Update below as necessary
| Make Payment to: | Contractor/Vendor
| Name on Check: | Matrix Energy Services, Inc.
| Address: | 3239 Ramos Circle
| City: | Sacramento |  | State: | California |  | ZIP Code: | 95827
| Legal Business Entity: | Corporation
| Federal Tax ID Number of check recipient: |  |  | 86-1170236
Step 5: Sign below, if Payee information has changed
Note: If the person signing is not an employee of the Pepco Customer, attach a letter on Customer letterhead stating that the person signing is an authorized representative.
Customer or Authorized Representative:
Authorized Representative Signature:
Step 6: Send this workbook along with your receipts, additional spec sheets, and other supporting documentation to the address below
Pepco C&I Energy Savings Program c/o Lockheed Martin, 2275 Research Blvd MS-8N, Rockville MD 20850 Phone: 1-866-353-5798 ¦ Fax: 301-519-5445 ¦ email: PepcoEnergyEfficiency@LMBPS.com ¦ web: www.pepco.com/business
Version 1.1 5-15-2012
| Make Payment to: | Contractor/Vendor
| Name on Check: | Matrix Energy Services, Inc.
| Address: | 3239 Ramos Circle
| City: | Sacramento |  | State: | California |  | ZIP Code: | 95827
| Legal Business Entity: | Corporation
| Federal Tax ID Number of check recipient: |  |  | 86-1170236

## Ref Application (hidden)
Yes/No | Payment | Payment Name | Building Type | Project Type | Company Type | Company Status | How Heard | Lookup Range for Dropdown | BusinessTypeGeneral | Lookup Range for Dropdown
Yes | Customer (Account Holder) | CompanyName | Grocery | Failed/Degraded Equipment Replacement | Corporation | Large Business | Website |  | Agriculture | Choice_Agriculture
No | Contractor/Vendor | VendorName | Health | Early Equipment Replacement | LLC | Small Business: 8(a) certification | Approved Trade Ally |  | Industrial | Choice_Industrial
| Other (Specify): |  | Higher Education |  | Partnership | Small Business: Minority owned | Service Provider/Contractor |  | Large Commercial | Choice_LargeCommercial
|  |  | Industrial |  | Individual Partnership | Small Business: Woman owned | Program Representative (Identify -->): | Choice_Individual | Small Commercial | Choice_SmallCommercial
|  |  | Lodging |  | Not-for-Profit | Small Business: Veteran owned |  |  | Government | Choice_Government
|  |  | Multi-Family |  | Limited Partnership | Small Business: Other |  |  | Healthcare | Choice_Healthcare
Choose_Utility |  |  | Office |  | Trust |  |  |  | Education | Choice_Education
Pepco |  |  | Religious |  | S Corporation |  |  |  | Non-Profit | Choice_NonProfit
Delmarva Power |  |  | Restaurant | [5 empty] | Other
Retail
School
Warehouse
Other
BusinessTypeGeneral | Business Type Specific | Range Name
Agriculture | Farms | Choice_Agriculture
Dairies
Livestock farm
Greenhouse
Refrigerated Warehouse
Food Processor
Industrial | Fabrication | Choice_Industrial
Process
Heavy manufacturing
Warehouse
Laboratories
Biotech
Large Commercial | Office building | Choice_LargeCommercial
General retail
Big box retail
Large grocery store chain
Warehouse
Convenience store
Hospitality/Lodging
Assisted Living
Data Center
Multifamily
Small Commercial | Grocery Stores | Choice_SmallCommercial
Convenience Stores
Restaurants
Food Services
Car dealerships
Small retail
Small office
Multifamily
Government | Federal | Choice_Government
State
County
Municipality
Healthcare | Hospitals | Choice_Healthcare
Ambulatory health care
Nursing or residential care
Education | Schools | Choice_Education
College or University
Non-Profit | Large Non-Profit | Choice_NonProfit
Small Non-Profit
Large Faith-Based
Small Faith-Based
Other
Choice_Individual
Amos Adekolu
Bill Steigelmann
Bob Alles
Brooke Smallwood
Carol Hooper
Cheryl Russell
Cliff Madsen
Dave Tancredi
Fritz Land
Gene Smar
Gillian Scott
J. Michael Charles
Jack Wright
James Pringle
Jareb McKenna
Jim Smith
Joe Gillette
Joe Wilson
John Petito
Kanti Gala
Kate Moschella
Linda Tipton
Lisa Alvino
Lorie Armstrong
Maria Cowan
Mike Bell
Monica Lake
Nick Keller
Patricia Tapia
Rich Aiello
Stephanie Gupana
Terry Stevens
Tony Della Vecchia
Other

## Existing Fixture List
Existing Lighting Fixtures
FIXTURE | LIGHTING SYSTEM |  | LAMP/ | WATT/ | WATT/
CODE | DESCRIPTION | BALLAST | FIXT | LAMP | FIXT
ECF | EXIT_Sign
ECF5/1 | EXIT Compact Fluorescent, (1) 5W lamp | Mag-STD | 1 | 5 | 9
ECF5/2 | EXIT Compact Fluorescent, (2) 5W lamps | Mag-STD | 2 | 5 | 20
ECF6/1 | EXIT Compact Fluorescent, (1) 6W lamp | Mag-STD | 1 | 6 | 13
ECF6/2 | EXIT Compact Fluorescent, (2) 6W lamps, (2) ballasts | Mag-STD | 2 | 6 | 26
ECF7/1 | EXIT Compact Fluorescent, (1) 7W lamp | Mag-STD | 1 | 7 | 10
ECF7/2 | EXIT Compact Fluorescent, (2) 7W lamps | Mag-STD | 2 | 7 | 21
ECF9/1 | EXIT Compact Fluorescent, (1) 9W lamp | Mag-STD | 1 | 9 | 12
ECF9/2 | EXIT Compact Fluorescent, (2) 9W lamps | Mag-STD | 2 | 9 | 20
EF2/2 | EXIT Sub-miniature T-1 Fluorescent, (2) lamps | Electronic | 2 | 2 | 5
EF6/1 | EXIT Miniature Bi-pin Fluorescent, (1) 6W lamp, (1) ballast | Mag-STD | 1 | 6 | 9
EF6/2 | EXIT Miniature Bi-pin Fluorescent, (2) 6W lamps, (2) ballasts | Mag-STD | 2 | 6 | 18
EF8/1 | EXIT T5 Fluorescent, (1) 8W lamp | Mag-STD | 1 | 8 | 12
EF8/2 | EXIT T5 Fluorescent, (2) 8W lamps | Mag-STD | 2 | 8 | 24
EI10/2 | EXIT Incandescent, (2) 10W lamps |  | 2 | 10 | 20
EI15/1 | EXIT Incandescent, (1) 15W lamp |  | 1 | 15 | 15
EI15/2 | EXIT Incandescent, (2) 15W lamps |  | 2 | 15 | 30
EI20/1 | EXIT Incandescent, (1) 20W lamp |  | 1 | 20 | 20
EI20/2 | EXIT Incandescent, (2) 20W lamps |  | 2 | 20 | 40
EI25/1 | EXIT Incandescent, (1) 25W lamp |  | 1 | 25 | 25
EI25/2 | EXIT Incandescent, (2) 25W lamps |  | 2 | 25 | 50
EI34/1 | EXIT Incandescent, (1) 34W lamp |  | 1 | 34 | 34
EI34/2 | EXIT Incandescent, (2) 34W lamps |  | 2 | 34 | 68
EI40/1 | EXIT Incandescent, (1) 40W lamp |  | 1 | 40 | 40
EI40/2 | EXIT Incandescent, (2) 40W lamps |  | 2 | 40 | 80
EI5/1 | EXIT Incandescent, (1) 5W lamp |  | 1 | 5 | 5
EI5/2 | EXIT Incandescent, (2) 5W lamps |  | 2 | 5 | 10
EI50/2 | EXIT Incandescent, (2) 50W lamps |  | 2 | 50 | 100
EI6/1 | EXIT Incandescent, (1) 6 W lamp |  | 1 | 6 | 6
EI6/2 | EXIT Incandescent, (2) 6 W lamps |  | 2 | 6 | 12
EI7.5/1 | EXIT Tungsten, (1) 7.5 W lamp |  | 1 | 7.5 | 8
EI7.5/2 | EXIT Tungsten, (2) 7.5 W lamps |  | 2 | 7.5 | 15
FT8 | Fluor_T8_Linear
F1.51LS | Fluorescent, (1) 18" T-8 lamp | Mag-STD | 1 | 15 | 19
F1.52LS | Fluorescent, (2) 18" T-8 lamps | Mag-STD | 2 | 15 | 36
F21ILL | Fluorescent, (1) 24", T-8 lamp, Instant Start Ballast, NLO (0.85 < BF < 0.95) | Electronic | 1 | 17 | 18
F21ILL/T2 | Fluorescent, (1) 24", T-8 lamp, Tandem 2-lamp IS Ballast, NLO (0.85 < BF < 0.95) | Electronic | 1 | 17 | 16.5
F21ILL/T2-R | Fluorescent, (1) 24", T-8 lamp, Tandem 2-lamp IS Ballast, RLO (BF< 0.85) | Electronic | 1 | 17 | 15
F21ILL/T3 | Fluorescent, (1) 24", T-8 lamp, Tandem 3-lamp IS Ballast, NLO (0.85 < BF < 0.95) | Electronic | 1 | 17 | 15.6667
F21ILL/T3-R | Fluorescent, (1) 24", T-8 lamp, Tandem 3-lamp IS Ballast, RLO (BF< 0.85) | Electronic | 1 | 17 | 13.6667
F21ILL/T4 | Fluorescent, (1) 24", T-8 lamp, Tandem 4-lamp IS Ballast, NLO (0.85 < BF < 0.95) | Electronic | 1 | 17 | 14.75
F21ILL/T4-R | Fluorescent, (1) 24", T-8 lamp, Tandem 4-lamp IS Ballast, RLO (BF< 0.85) | Electronic | 1 | 17 | 13.25
F21ILL-R | Fluorescent, (1) 24", T-8 lamp, Instant Start Ballast, RLO (BF< 0.85) | Electronic | 1 | 17 | 17
F21ILU | Fluorescent, (1) 24", T-8 lamp, Instant Start Ballast, NLO (0.85 < BF < 0.95) | Prem. Elec. | 1 | 17 | 17
F21ILU-R | Fluorescent, (1) 24", T-8 lamp, Instant Start Ballast, RLO (BF< 0.85) | Prem. Elec. | 1 | 17 | 15
F21ILU-V | Fluorescent, (1) 24", T-8 lamps, Instant Start Ballast, VHLO ( BF > 1.1) | Prem. Elec. | 1 | 17 | 22
F21LL | Fluorescent, (1) 24", T-8 lamp, Rapid Start Ballast, NLO (0.85 < BF < 0.95) | Electronic | 1 | 17 | 16
F21LL/T2 | Fluorescent, (1) 24", T-8 lamp, Tandem 2-Lamp RS Ballast, NLO (0.85 < BF < 0.95) | Electronic | 1 | 17 | 15.5
F21LL/T3 | Fluorescent, (1) 24", T-8 lamp, Tandem 3-Lamp RS Ballast, NLO (0.85 < BF < 0.95) | Electronic | 1 | 17 | 17.3333
F21LL/T4 | Fluorescent, (1) 24", T-8 lamp, Tandem 4-Lamp RS Ballast, NLO (0.85 < BF < 0.95) | Electronic | 1 | 17 | 17
F21LL-R | Fluorescent, (1) 24", T-8 lamp, Rapid Start Ballast, RLO (BF< 0.85) | Electronic | 1 | 17 | 15
F21SL | Fluorescent, (1) 24", T-8 lamp, Standard Ballast | Mag-STD | 1 | 17 | 24
F22ILL | Fluorescent, (2) 24", T-8 lamps, Instant Start Ballast, NLO (0.85 < BF < 0.95) | Electronic | 2 | 17 | 33
F22ILL/T4 | Fluorescent, (2) 24", T-8 lamps, Tandem 4-lamp IS Ballast, NLO (0.85 < BF < 0.95) | Electronic | 2 | 17 | 29.5
F22ILL/T4-R | Fluorescent, (2) 24", T-8 lamps, Tandem 4-lamp IS Ballast, RLO (BF<.85) | Electronic | 2 | 17 | 26.5
F22ILL-R | Fluorescent, (2) 24", T-8 lamps, Instant Start Ballast, RLO (BF< 0.85) | Electronic | 2 | 17 | 30
F22ILU | Fluorescent, (2) 24", T-8 lamps, Instant Start Ballast, NLO (0.85 < BF < 0.95) | Prem. Elec. | 2 | 17 | 30
F22ILU/T4-R | Fluorescent, (2) 24", T-8 lamps, Tandem 4-lamp IS Ballast, RLO (BF< 0.85) | Prem. Elec. | 2 | 17 | 26
F22ILU-R | Fluorescent, (2) 24", T-8 lamps, Instant Start Ballast, RLO (BF< 0.85) | Prem. Elec. | 2 | 17 | 27
F22ILU-V | Fluorescent, (2) 24", T-8 lamps, Instant Start Ballast, VHLO ( BF > 1.1) | Prem. Elec. | 2 | 17 | 41
F22LL | Fluorescent, (2) 24", T-8 lamps, Rapid Start Ballast, NLO (0.85 < BF < 0.95) | Electronic | 2 | 17 | 31
F22LL/T4 | Fluorescent, (2) 24", T-8 lamps, Tandem 4-lamp RS Ballast, NLO (0.85 < BF < 0.95) | Electronic | 2 | 17 | 34
F22LL-R | Fluorescent, (2) 24", T-8 lamps, Rapid Start Ballast, RLO (BF< 0.85) | Electronic | 2 | 17 | 28
F23ILL | Fluorescent, (3) 24", T-8 lamps, Instant Start Ballast, NLO (0.85 < BF < 0.95) | Electronic | 3 | 17 | 47
F23ILL-H | Fluorescent, (3) 24", T-8 lamps, Instant Start Ballast, HLO (0.95 < BF < 1.1) | Electronic | 3 | 17 | 51
F23ILL-R | Fluorescent, (3) 24", T-8 lamps, Instant Start Ballast, RLO (BF< 0.85) | Electronic | 3 | 17 | 41
F23ILU | Fluorescent, (3) 24", T-8 lamps, Instant Start Ballast, NLO (0.85 < BF < 0.95) | Prem. Elec. | 3 | 17 | 45
F23ILU-R | Fluorescent, (3) 24", T-8 lamps, Instant Start Ballast, RLO (BF< 0.85) | Prem. Elec. | 3 | 17 | 40
F23ILU-V | Fluorescent, (3) 24", T-8 lamps, Instant Start Ballast, VHLO ( BF > 1.1) | Prem. Elec. | 3 | 17 | 59
F23LL | Fluorescent, (3) 24", T-8 lamps, Rapid Start Ballast, NLO (0.85 < BF < 0.95) | Electronic | 3 | 17 | 52
F23LL-R | Fluorescent, (3) 24", T-8 lamps, Rapid Start Ballast, RLO (BF< 0.85) | Electronic | 3 | 17 | 41
F24ILL | Fluorescent, (4) 24", T-8 lamps, Instant Start Ballast, NLO (0.85 < BF < 0.95) | Electronic | 4 | 17 | 59
F24ILL-R | Fluorescent, (4) 24", T-8 lamps, Instant Start Ballast, RLO (BF< 0.85) | Electronic | 4 | 17 | 53
F24ILU | Fluorescent, (4) 24", T-8 lamps, Instant Start Ballast, NLO (0.85 < BF < 0.95) | Prem. Elec. | 4 | 17 | 57
F24ILU-R | Fluorescent, (4) 24", T-8 lamps, Instant Start Ballast, RLO (BF< 0.85) | Prem. Elec. | 4 | 17 | 52
F24LL | Fluorescent, (4) 24", T-8 lamps, Rapid Start Ballast, NLO (0.85 < BF < 0.95) | Electronic | 4 | 17 | 68
F24LL-R | Fluorescent, (4) 24", T-8 lamps, Rapid Start Ballast, RLO (BF< 0.85) | Electronic | 4 | 17 | 57
F31ILL | Fluorescent, (1) 36", T-8 lamp, Instant Start Ballast, NLO (0.85 < BF < 0.95) | Electronic | 1 | 25 | 26
F31ILL/T2 | Fluorescent, (1) 36", T-8 lamp, Tandem 2-lamp IS Ballast, NLO (0.85 < BF < 0.95) | Electronic | 1 | 25 | 23
F31ILL/T2-H | Fluorescent, (1) 36", T-8 lamp, Tandem 3-lamp IS Ballast, 1 lead capped, HLO (0.95 < BF < 1.1) | Electronic | 1 | 25 | 26
F31ILL/T2-R | Fluorescent, (1) 36", T-8 lamp, Tandem 2-lamp IS Ballast, RLO (BF< 0.85) | Electronic | 1 | 25 | 21
F31ILL/T3 | Fluorescent, (1) 36", T-8 lamp, Tandem 3-lamp IS Ballast, NLO (0.85 < BF < 0.95) | Electronic | 1 | 25 | 22.6667
F31ILL/T3-R | Fluorescent, (1) 36", T-8 lamp, Tandem 3-lamp IS Ballast, RLO (BF< 0.85) | Electronic | 1 | 25 | 20.3333
F31ILL/T4 | Fluorescent, (1) 36", T-8 lamp, Tandem 4-lamp IS Ballast, NLO (0.85 < BF < 0.95) | Electronic | 1 | 25 | 22
F31ILL/T4-R | Fluorescent, (1) 36", T-8 lamp, Tandem 4-lamp IS Ballast, RLO (BF< 0.85) | Electronic | 1 | 25 | 19.5
F31ILL-H | Fluorescent, (1) 36", T-8 lamp, Instant Start Ballast, HLO (0.95 < BF < 1.1) | Electronic | 1 | 25 | 28
F31ILL-R | Fluorescent, (1) 36", T-8 lamp, Instant Start Ballast, RLO (BF< 0.85) | Electronic | 1 | 25 | 22
F31ILU | Fluorescent, (1) 36", T-8 lamp, Instant Start Ballast, NLO (0.85 < BF < 0.95) | Prem. Elec. | 1 | 25 | 23
F31ILU/T2 | Fluorescent, (1) 36", T-8 lamp, Tandem 2-lamp IS Ballast, NLO (0.85 < BF < 0.95) | Prem. Elec. | 1 | 25 | 22
F31ILU/T2-R | Fluorescent, (1) 36", T-8 lamp, Tandem 2-lamp IS Ballast, RLO (BF< 0.85) | Prem. Elec. | 1 | 25 | 19.5
F31ILU/T3-R | Fluorescent, (1) 36", T-8 lamp, Tandem 3-lamp IS Ballast, RLO (BF< 0.85) | Prem. Elec. | 1 | 25 | 19.3333
F31ILU/T4-R | Fluorescent, (1) 36", T-8 lamp, Tandem 4-lamp IS Ballast, RLO (BF< 0.85) | Prem. Elec. | 1 | 25 | 19.25
F31ILU-R | Fluorescent, (1) 36", T-8 lamp, Instant Start Ballast, RLO (BF< 0.85) | Prem. Elec. | 1 | 25 | 20
F31LL | Fluorescent, (1) 36", T-8 lamp, Rapid Start Ballast, NLO (0.85 < BF < 0.95) | Electronic | 1 | 25 | 24
F31LL/T2 | Fluorescent, (1) 36", T-8 lamp, Tandem 2-lamp RS Ballast, NLO (0.85 < BF < 0.95) | Electronic | 1 | 25 | 23
F31LL/T3 | Fluorescent, (1) 36", T-8 lamp, Tandem 3-lamp RS Ballast, NLO (0.85 < BF < 0.95) | Electronic | 1 | 25 | 24
F31LL/T4 | Fluorescent, (1) 36", T-8 lamp, Tandem 4-lamp RS Ballast, NLO (0.85 < BF < 0.95) | Electronic | 1 | 25 | 22.25
F31LL-H | Fluorescent, (1) 36", T-8 lamp, Rapid Start Ballast, HLO (0.95 < BF < 1.1) | Electronic | 1 | 25 | 26
F31LL-R | Fluorescent, (1) 36", T-8 lamp, Rapid Start Ballast, RLO (BF< 0.85) | Electronic | 1 | 25 | 23
F32ILL | Fluorescent, (2) 36", T-8 lamps, Instant Start Ballast, NLO (0.85 < BF < 0.95) | Electronic | 2 | 25 | 46
F32ILL/2-R | Fluorescent, (2) 36", T-8 lamps, (2) Instant Start Ballasts, RLO (BF< 0.85) | Electronic | 2 | 25 | 44
F32ILL/T4 | Fluorescent, (2) 36", T-8 lamps, Tandem 4-lamp IS Ballast, NLO (0.85 < BF < 0.95) | Electronic | 2 | 25 | 44
F32ILL/T4-R | Fluorescent, (2) 36", T-8 lamps, Tandem 4-lamp IS Ballast, RLO (BF< 0.85) | Electronic | 2 | 25 | 39
F32ILL-H | Fluorescent, (2) 36", T-8 lamps, Instant Start Ballast, HLO (0.95 < BF < 1.1) | Electronic | 2 | 25 | 52
F32ILL-R | Fluorescent, (2) 36", T-8 lamps, Instant Start Ballast, RLO (BF< 0.85) | Electronic | 2 | 25 | 42
F32ILU | Fluorescent, (2) 36", T-8 lamps, Instant Start Ballast, NLO (0.85 < BF < 0.95) | Prem. Elec. | 2 | 25 | 44
F32ILU/T4-R | Fluorescent, (2) 36", T-8 lamps, Tandem 4-lamp IS Ballast, RLO (BF< 0.85) | Prem. Elec. | 2 | 25 | 38.5
F32ILU-R | Fluorescent, (2) 36", T-8 lamps, Instant Start Ballast, RLO (BF< 0.85) | Prem. Elec. | 2 | 25 | 39
F32LL | Fluorescent, (2) 36", T-8 lamps, Rapid Start Ballast, NLO (0.85 < BF < 0.95) | Electronic | 2 | 25 | 46
F32LL/T4 | Fluorescent, (2) 36", T-8 lamps, Tandem 4-lamp RS Ballast, NLO (0.85 < BF < 0.95) | Electronic | 2 | 25 | 44.5
F32LL-H | Fluorescent, (2) 36", T-8 lamps, Rapid Start Ballast, HLO (0.95 < BF < 1.1) | Electronic | 2 | 25 | 50
F32LL-R | Fluorescent, (2) 36", T-8 lamps, Rapid Start Ballast, RLO (BF< 0.85) | Electronic | 2 | 25 | 42
F32LL-V | Fluorescent, (2) 36", T-8 lamps, Rapid Start Ballast, VHLO (BF > 1.1) | Electronic | 2 | 25 | 70
F33ILL | Fluorescent, (3) 36", T-8 lamps, Instant Start Ballast, NLO (0.85 < BF < 0.95) | Electronic | 3 | 25 | 68
F33ILL-R | Fluorescent, (3) 36", T-8 lamps, Instant Start Ballast, RLO (BF< 0.85) | Electronic | 3 | 25 | 61
F33ILU | Fluorescent, (3) 36", T-8 lamps, Instant Start Ballast, NLO (0.85 < BF < 0.95) | Prem. Elec. | 3 | 25 | 65
F33ILU-R | Fluorescent, (3) 36", T-8 lamps, Instant Start Ballast, RLO (BF< 0.85) | Prem. Elec. | 3 | 25 | 58
F33LL | Fluorescent, (3) 36", T-8 lamps, Rapid Start Ballast, NLO (0.85 < BF < 0.95) | Electronic | 3 | 25 | 72
F33LL-R | Fluorescent, (3) 36", T-8 lamps, Rapid Start Ballast, RLO (BF< 0.85) | Electronic | 3 | 25 | 62
F34ILL | Fluorescent, (4) 36", T-8 lamps, Instant Start Ballast, NLO (0.85 < BF < 0.95) | Electronic | 4 | 25 | 88
F34ILL/2-R | Fluorescent, (4) 36", T-8 lamps, (2) Instant Start Ballasts, RLO (BF< 0.85) | Electronic | 4 | 25 | 84
F34ILL-R | Fluorescent, (4) 36", T-8 lamps, Instant Start Ballast, RLO (BF< 0.85) | Electronic | 4 | 25 | 78
F34ILU | Fluorescent, (4) 36", T-8 lamps, Instant Start Ballast, NLO (0.85 < BF < 0.95) | Prem. Elec. | 4 | 25 | 86
F34ILU-R | Fluorescent, (4) 36", T-8 lamps, Instant Start Ballast, RLO (BF< 0.85) | Prem. Elec. | 4 | 25 | 77
F34LL | Fluorescent, (4) 36", T-8 lamps, Rapid Start Ballast, NLO (0.85 < BF < 0.95) | Electronic | 4 | 25 | 89
F34LL-R | Fluorescent, (4) 36", T-8 lamps, Rapid Start Ballast, RLO (BF< 0.85) | Electronic | 4 | 25 | 84
F36ILL/2 | Fluorescent, (6) 36", T-8 lamps, (2) Instant Start Ballasts, NLO (0.85 < BF < 0.95) | Electronic | 6 | 25 | 135
F36ILL/2-R | Fluorescent, (6) 36", T-8 lamps, (2) Instant Start Ballasts, RLO (BF< 0.85) | Electronic | 6 | 25 | 121
F41GELL | Fluorescent (1) 48" T-8 @ 30W lamp, Prog. Start or PRS Ballast, NLO (0.85 < BF < 0.95) | PRS Elec. | 1 | 30 | 28
F41GELL-R | Fluorescent (1) 48" T-8 @ 30W lamp, Prog. Start or PRS Ballast, RLO (BF < 0.85) | PRS Elec. | 1 | 30 | 24
F41GLL | Fluorescent (1) 48" T-8 lamp, Prog. Start or PRS Ballast, NLO (0.85 < BF < 0.95) | PRS Elec. | 1 | 32 | 30
F41GLL-R | Fluorescent (1) 48" T-8 lamp, Prog. Start or PRS Ballast, RLO (BF< 0.85) | PRS Elec. | 1 | 32 | 25
F41GNLL | Fluorescent (1) 48" T-8 @ 25W lamp, Prog. Start or PRS Ballast, NLO (0.85 < BF < 0.95) | PRS Elec. | 1 | 25 | 24
F41GNLL-R | Fluorescent (1) 48" T-8 @ 25W lamp, Prog. Start or PRS Ballast, RLO (BF< 0.85) | PRS Elec. | 1 | 25 | 21
F41GRLL | Fluorescent (1) 48" T-8 @ 28W lamp, Prog. Start or PRS Ballast, NLO (0.85 < BF < 0.95) | PRS Elec. | 1 | 28 | 26
F41GRLL-R | Fluorescent (1) 48" T-8 @ 28W lamp, Prog. Start or PRS Ballast, RLO (BF< 0.85) | PRS Elec. | 1 | 28 | 22
F41IELL | Fluorescent (1) 48" T-8 @ 30W lamp, Instant Start Ballast, NLO (0.85 < BF < 0.95) | Electronic | 1 | 30 | 29
F41IELL/T2 | Fluorescent (1) 48" T-8 @ 30W lamp, Tandem 2-lamp IS Ballast, NLO (0.85 < BF < 0.95) | Electronic | 1 | 30 | 27.5
F41IELL/T3 | Fluorescent (1) 48" T-8 @ 30W lamp, Tandem 3-lamp IS Ballast, NLO (0.85 < BF < 0.95) | Electronic | 1 | 30 | 27
F41IELL/T4 | Fluorescent (1) 48" T-8 @ 30W lamp, Tandem 4-lamp IS Ballast, NLO (0.85 < BF < 0.95) | Electronic | 1 | 30 | 26.5
F41IELL-H | Fluorescent (1) 48" T-8 @ 30W lamp, Instant Start Ballast, HLO (0.95 < BF < 1.1) | Electronic | 1 | 30 | 34
F41IELL-R | Fluorescent (1) 48" T-8 @ 30W lamp, Instant Start Ballast, RLO (BF < 0.85) | Electronic | 1 | 30 | 26
F41IELU | Fluorescent, (1) 48", T-8 @ 30W lamp, Instant Start Ballast, NLO (0.85 < BF < 0.95) | Prem. Elec. | 1 | 30 | 27
F41IELU/T2 | Fluorescent (1) 48" T-8 @ 30W lamp, Tandem 2-lamp IS Ballast, NLO (0.85 < BF < 0.95) | Prem. Elec. | 1 | 30 | 26
F41IELU/T2-R | Fluorescent (1) 48" T-8 @ 30W lamp, Tandem 2-lamp IS Ballast, RLO (BF< 0.85) | Prem. Elec. | 1 | 30 | 22.5
F41IELU/T3 | Fluorescent (1) 48" T-8 @ 30W lamp, Tandem 3-lamp IS Ballast, NLO (0.85 < BF < 0.95) | Prem. Elec. | 1 | 30 | 25.6667
F41IELU/T3-R | Fluorescent (1) 48" T-8 @ 30W lamp, Tandem 3-lamp IS Ballast, RLO (BF< 0.85) | Prem. Elec. | 1 | 30 | 22.6667
F41IELU/T4 | Fluorescent (1) 48" T-8 @ 30W lamp, Tandem 4-lamp IS Ballast, NLO (0.85 < BF < 0.95) | Prem. Elec. | 1 | 30 | 25.25
F41IELU/T4-R | Fluorescent (1) 48" T-8 @ 30W lamp, Tandem 4-lamp IS Ballast, RLO (BF< 0.85) | Prem. Elec. | 1 | 30 | 22.25
F41IELU-H | Fluorescent (1) 48" T-8 @ 30W lamp, Instant Start Ballast, HLO (0.95 < BF < 1.1) | Prem. Elec. | 1 | 30 | 32
F41IELU-R | Fluorescent (1) 48" T-8 @ 30W lamp, Instant Start Ballast, RLO (BF< 0.85) | Prem. Elec. | 1 | 30 | 24
F41ILL | Fluorescent, (1) 48", T-8 lamp, Instant Start Ballast, NLO (0.85 < BF < 0.95) | Electronic | 1 | 32 | 31
F41ILL/T2 | Fluorescent, (1) 48", T-8 lamp, Tandem 2-lamp IS Ballast, NLO (0.85 < BF < 0.95) | Electronic | 1 | 32 | 29
F41ILL/T2-H | Fluorescent, (1) 48", T-8 lamp, Tandem 3-lamp IS Ballast, 1 lead capped, HLO (0.95 < BF < 1.1) | Electronic | 1 | 32 | 33
F41ILL/T2-R | Fluorescent, (1) 48", T-8 lamp, Tandem 2-lamp IS Ballast, RLO (BF< 0.85) | Electronic | 1 | 32 | 25.5
F41ILL/T3 | Fluorescent, (1) 48", T-8 lamp, Tandem 3-lamp IS Ballast, NLO (0.85 < BF < 0.95) | Electronic | 1 | 32 | 28.3333
F41ILL/T3-H | Fluorescent, (1) 48", T-8 lamp, Tandem 4-lamp IS Ballast, 1 lead capped, HLO (0.95 < BF < 1.1) | Electronic | 1 | 32 | 31
F41ILL/T3-R | Fluorescent, (1) 48", T-8 lamp, Tandem 3-lamp IS Ballast, RLO (BF< 0.85) | Electronic | 1 | 32 | 25.3333
F41ILL/T4 | Fluorescent, (1) 48", T-8 lamp, Tandem 4-lamp IS Ballast, NLO (0.85 < BF < 0.95) | Electronic | 1 | 32 | 28
F41ILL/T4-R | Fluorescent, (1) 48", T-8 lamp, Tandem 4-lamp IS Ballast, RLO (BF< 0.85) | Electronic | 1 | 32 | 24.5
F41ILL-H | Fluorescent, (1) 48", T-8 lamp, Instant Start Ballast, HLO (0.95 < BF < 1.1) | Electronic | 1 | 32 | 36
F41ILL-R | Fluorescent, (1) 48", T-8 lamp, Instant Start Ballast, RLO (BF< 0.85) | Electronic | 1 | 32 | 27
F41ILU | Fluorescent, (1) 48", T-8 lamp, Instant Start Ballast, NLO (0.85 < BF < 0.95) | Prem. Elec. | 1 | 32 | 28
F41ILU/T2 | Fluorescent, (1) 48", T-8 lamp, Tandem 2-lamp IS Ballast, NLO (0.85 < BF < 0.95) | Prem. Elec. | 1 | 32 | 27
F41ILU/T2-R | Fluorescent, (1) 48", T-8 lamp, Tandem 2-lamp IS Ballast, RLO (BF< 0.85) | Prem. Elec. | 1 | 32 | 24
F41ILU/T3 | Fluorescent, (1) 48", T-8 lamp, Tandem 3-lamp IS Ballast, NLO (0.85 < BF < 0.95) | Prem. Elec. | 1 | 32 | 27
F41ILU/T3-R | Fluorescent, (1) 48", T-8 lamp, Tandem 3-lamp IS Ballast, RLO (BF< 0.85) | Prem. Elec. | 1 | 32 | 24
F41ILU/T4 | Fluorescent, (1) 48", T-8 lamp, Tandem 4-lamp IS Ballast, NLO (0.85 < BF < 0.95) | Prem. Elec. | 1 | 32 | 26.75
F41ILU/T4-R | Fluorescent, (1) 48", T-8 lamp, Tandem 4-lamp IS Ballast, RLO (BF< 0.85) | Prem. Elec. | 1 | 32 | 23.75
F41ILU-H | Fluorescent, (1) 48", T-8 lamp, Instant Start Ballast, HLO (0.95 < BF < 1.1) | Prem. Elec. | 1 | 32 | 35
F41ILU-R | Fluorescent, (1) 48", T-8 lamp, Instant Start Ballast, RLO (BF< 0.85) | Prem. Elec. | 1 | 32 | 25
F41INLU | Fluorescent, (1), T-8 @ 25W lamp, Instant Start Ballast, NLO (0.85 < BF < 0.95) | Prem. Elec. | 1 | 25 | 23
F41INLU/T3-R | Fluorescent, (1) 48", T-8 @ 25W lamp, Tandem 3-lamp IS Ballast, RLO (BF< 0.85) | Prem. Elec. | 1 | 25 | 19
F41INLU/T4-R | Fluorescent, (1) 48", T-8 @ 25W lamp, Tandem 4-lamp IS Ballast, RLO (BF< 0.85) | Prem. Elec. | 1 | 25 | 18.75
F41INLU-R | Fluorescent, (1), T-8 @ 25W lamp, Instant Start Ballast, RLO (BF< 0.85) | Prem. Elec. | 1 | 25 | 21
F41INLU-V | Fluorescent, (1), T-8 @ 25W lamp, Instant Start Ballast, VHLO (BF > 1.1) | Prem. Elec. | 1 | 25 | 32
F41IRLL | Fluorescent, (1) 48", T-8 @ 28W lamp, Instant Start Ballast, NLO (0.85 < BF < 0.95) | Electronic | 1 | 28 | 27
F41IRLL-V | Fluorescent, (1) 48" T-8 @ 28W lamp, Instant Start Ballast, VHLO (BF > 1.1) | Electronic | 1 | 28 | 35
F41IRLU | Fluorescent, (1), T-8 @ 28W lamp, Instant Start Ballast, NLO (0.85 < BF < 0.95) | Prem. Elec. | 1 | 28 | 25
F41IRLU/T3-R | Fluorescent, (1) 48", T-8 @ 28W lamp, Tandem 3-lamp IS Ballast, RLO (BF< 0.85) | Prem. Elec. | 1 | 28 | 21
F41IRLU/T4-R | Fluorescent, (1) 48", T-8 @ 28W lamp, Tandem 4-lamp IS Ballast, RLO (BF< 0.85) | Prem. Elec. | 1 | 28 | 20.75
F41IRLU-R | Fluorescent, (1), T-8 @ 28W lamp, Instant Start Ballast, RLO (BF< 0.85) | Prem. Elec. | 1 | 28 | 22
F41IRLU-V | Fluorescent, (1), T-8 @ 28W lamp, Instant Start Ballast, VHLO (BF > 1.1) | Prem. Elec. | 1 | 28 | 33
F41LE | Fluorescent, (1) 48", T-8 lamp | Mag-ES | 1 | 32 | 35
F41LHL | Fluorescent, (1) 48", T-8 HO lamps, (1) Instant Start Ballast, NLO (0.85 < BF < 0.95) | Electronic | 1 | 44 | 59
F41LL | Fluorescent, (1) 48", T-8 lamp, Rapid Start Ballast, NLO (0.85 < BF < 0.95) | Electronic | 1 | 32 | 32
F41LL/T2 | Fluorescent, (1) 48", T-8 lamp, Tandem 2-lamp RS Ballast, NLO (0.85 < BF < 0.95) | Electronic | 1 | 32 | 30
F41LL/T2-H | Fluorescent, (1) 48", T-8 lamp, Tandem 3-lamp RS Ballast, 1 lead capped, HLO (0.95 < BF < 1.1) | Electronic | 1 | 32 | 35
F41LL/T2-R | Fluorescent, (1) 48", T-8 lamp, Tandem 2-lamp RS Ballast, RLO (BF< 0.85) | Electronic | 1 | 32 | 27
F41LL/T3 | Fluorescent, (1) 48", T-8 lamp, Tandem 3-lamp RS Ballast, NLO (0.85 < BF < 0.95) | Electronic | 1 | 32 | 31
F41LL/T3-H | Fluorescent, (1) 48", T-8 lamp, Tandem 4-lamp RS Ballast, 1 lead capped, HLO (0.95 < BF < 1.1) | Electronic | 1 | 32 | 32.6667
F41LL/T3-R | Fluorescent, (1) 48", T-8 lamp, Tandem 3-lamp RS Ballast, RLO (BF< 0.85) | Electronic | 1 | 32 | 25.3333
F41LL/T4 | Fluorescent, (1) 48", T-8 lamp, Tandem 4-lamp RS Ballast, NLO (0.85 < BF < 0.95) | Electronic | 1 | 32 | 29.5
F41LL/T4-R | Fluorescent, (1) 48", T-8 lamp, Tandem 4-lamp RS Ballast, RLO (BF< 0.85) | Electronic | 1 | 32 | 26.25
F41LL-H | Fluorescent, (1) 48", T-8 lamp, Rapid Start Ballast, HLO (0.95 < BF < 1.1) | Electronic | 1 | 32 | 39
F41LL-R | Fluorescent, (1) 48", T-8 lamp, Rapid Start Ballast, RLO (BF< 0.85) | Electronic | 1 | 32 | 27
F42GELL | Fluorescent (2) 48" T-8 @ 30W lamps, Prog. Start or PRS Ballast, NLO (0.85 < BF < 0.95) | PRS Elec. | 2 | 30 | 56
F42GELL-R | Fluorescent (2) 48" T-8 @ 30W lamps, Prog. Start or PRS Ballast, RLO (BF < 0.85) | PRS Elec. | 2 | 30 | 43
F42GLL | Fluorescent (2) 48" T-8 lamps, Prog. Start or PRS Ballast, NLO (0.85 < BF < 0.95) | PRS Elec. | 2 | 32 | 59
F42GLL-R | Fluorescent (2) 48" T-8 lamps, Prog. Start or PRS Ballast, RLO (BF < 0.85) | PRS Elec. | 2 | 32 | 47
F42GLL-V | Fluorescent, (2) 48" T-8 lamps, Prog. Start or PRS Ballast, VHLO (BF > 1.1) | Electronic | 2 | 32 | 74
F42GNLL | Fluorescent (2) 48" T-8 @ 25W lamps, Prog. Start or PRS Ballast, NLO (0.85 < BF < 0.95) | PRS Elec. | 2 | 25 | 44
F42GNLL-R | Fluorescent (2) 48" T-8 @ 25W lamps, Prog. Start or PRS Ballast, RLO (BF< 0.85) | PRS Elec. | 2 | 25 | 38
F42GRLL | Fluorescent (2) 48" T-8 @ 28W lamps, Prog. Start or PRS Ballast, NLO (0.85 < BF < 0.95) | PRS Elec. | 2 | 28 | 49
F42GRLL-R | Fluorescent (2) 48" T-8 @ 28W lamps, Prog. Start or PRS Ballast, RLO (BF< 0.85) | PRS Elec. | 2 | 28 | 40
F42IELL | Fluorescent (2) 48" T-8 @ 30W lamps, Instant Start Ballast, NLO (0.85 < BF < 0.95) | Electronic | 2 | 30 | 55
F42IELL/T4 | Fluorescent (4) 48" T-8 @ 30W lamps, Tandem 4-lamp IS Ballast, NLO (0.85 < BF < 0.95) | Electronic | 2 | 30 | 53
F42IELL/T4-R | Fluorescent (4) 48" T-8 @ 30W lamps, Tandem 4-lamp IS Ballast, RLO (BF< 0.85) | Electronic | 2 | 30 | 46
F42IELL-H | Fluorescent (2) 48" T-8 @ 30W lamps, Instant Start Ballast, HLO (0.95 < BF < 1.1) | Electronic | 2 | 30 | 62
F42IELL-R | Fluorescent (2) 48" T-8 @ 30W lamps, Instant Start Ballast, RLO (BF< 0.85) | Electronic | 2 | 30 | 49
F42IELU | Fluorescent (2) 48" T-8 @ 30W lamps, Instant Start Ballast, NLO (0.85 < BF < 0.95) | Prem. Elec. | 2 | 30 | 52
F42IELU/T4 | Fluorescent (2) 48" T-8 @ 30W lamps, Tandem 4-lamp IS Ballast, NLO (0.85 < BF < 0.95) | Prem. Elec. | 2 | 30 | 50.5
F42IELU/T4-R | Fluorescent (2) 48" T-8 @ 30W lamps, Tandem 4-lamp IS Ballast, RLO (BF< 0.85) | Prem. Elec. | 2 | 30 | 44.5
F42IELU-R | Fluorescent (2) 48" T-8 @ 30W lamps, Instant Start, RLO (BF< 0.85) | Prem. Elec. | 2 | 30 | 45
F42IELU-V | Fluorescent (2) 48" T-8 @ 30W lamps, Instant Start, VHLO (BF > 1.1) | Prem. Elec. | 2 | 30 | 70
F42ILL | Fluorescent, (2) 48", T-8 lamps, Instant Start Ballast, NLO (0.85 < BF < 0.95) | Electronic | 2 | 32 | 58
F42ILL/2 | Fluorescent, (2) 48", T-8 lamps, (2) 1-lamp Instant Start Ballast, NLO (0.85 < BF < 0.95) | Electronic | 2 | 32 | 62
F42ILL/2-R | Fluorescent, (2) 48" T-8 lamps, (2) 1-lamp Instant Start Ballasts, RLO (BF< 0.85) | Electronic | 2 | 32 | 54
F42ILL/T4 | Fluorescent, (2) 48", T-8 lamps, Tandem 4-lamp IS Ballast, NLO (0.85 < BF < 0.95) | Electronic | 2 | 32 | 56
F42ILL/T4-R | Fluorescent, (2) 48", T-8 lamps, Tandem 4-lamp IS Ballast, RLO (BF< 0.85) | Electronic | 2 | 32 | 49
F42ILL-H | Fluorescent, (2) 48", T-8 lamp, Instant Start Ballast, HLO (0.95 < BF < 1.1) | Electronic | 2 | 32 | 66
F42ILL-R | Fluorescent, (2) 48", T-8 lamps, Instant Start Ballast, RLO (BF< 0.85) | Electronic | 2 | 32 | 51
F42ILL-V | Fluorescent, (2) 48", T-8 lamps, Instant Start Ballast, VHLO (BF > 1.1) | Electronic | 2 | 32 | 77
F42ILU | Fluorescent, (2) 48", T-8 lamps, Instant Start Ballast, NLO (0.85 < BF < 0.95) | Prem. Elec. | 2 | 32 | 54
F42ILU/T4 | Fluorescent, (2) 48", T-8 lamps, Tandem 4-lamp IS Ballast, NLO (0.85 < BF < 0.95) | Prem. Elec. | 2 | 32 | 53.5
F42ILU/T4-R | Fluorescent, (2) 48", T-8 lamps, Tandem 4-lamp IS Ballast, RLO (BF< 0.85) | Prem. Elec. | 2 | 32 | 47.5
F42ILU-R | Fluorescent, (2) 48", T-8 lamps, Instant Start, RLO (BF< 0.85) | Prem. Elec. | 2 | 32 | 48
F42ILU-V | Fluorescent, (2) 48", T-8 lamps, Instant Start, VHLO (BF> 1.1) | Prem. Elec. | 2 | 32 | 73
F42INLL | Fluorescent, (2) 48", T-8 @ 25W lamps, Instant Start Ballast, NLO (0.85 < BF < 0.95) | Electronic | 2 | 25 | 46
F42INLL-V | Fluorescent, (2) 48" T-8 @ 25W lamps, Instant Start Ballast, VHLO (BF > 1.1) | Electronic | 2 | 25 | 65
F42INLU | Fluorescent, (2), T-8 @ 25W lamps, Instant Start Ballast, NLO (0.85 < BF < 0.95) | Prem. Elec. | 2 | 25 | 43
F42INLU/T4-R | Fluorescent, (2) 48", T-8 @ 25W lamps, Tandem 4-lamp IS Ballast, RLO (BF< 0.85) | Prem. Elec. | 2 | 25 | 37.5
F42INLU-R | Fluorescent (2) 48" T8 @ 25W lamps, Instant Start Ballast, RLO (BF< 0.85) | Prem. Elec. | 2 | 25 | 38
F42INLU-V | Fluorescent, (2) 48", T-8 @ 25W lamps, Instant Start Ballast, VHLO (BF > 1.1) | Prem. Elec. | 2 | 25 | 60
F42IRLL | Fluorescent, (2) 48", T-8 @ 28W lamps, Instant Start Ballast, NLO (0.85 < BF < 0.95) | Electronic | 2 | 28 | 52
F42IRLL-V | Fluorescent, (2) 48" T-8 @ 28W lamps, Instant Start Ballast, VHLO (BF > 1.1) | Electronic | 2 | 28 | 68
F42IRLU | Fluorescent, (2), T-8 @ 28W lamps, Instant Start Ballast, NLO (0.85 < BF < 0.95) | Prem. Elec. | 2 | 28 | 48
F42IRLU/T4-R | Fluorescent, (2) 48", T-8 @ 28W lamps, Tandem 4-lamp IS Ballast, RLO (BF< 0.85) | Prem. Elec. | 2 | 28 | 41.5
F42IRLU-R | Fluorescent, (2) 48", T-8 @ 28W lamps, Instant Start Ballast, RLO (BF< 0.85) | Prem. Elec. | 2 | 28 | 43
F42IRLU-V | Fluorescent, (2) 48", T-8 @ 28W lamps, Instant Start Ballast, VHLO (BF > 1.1) | Prem. Elec. | 2 | 28 | 65
F42LE | Fluorescent, (2) 48", T-8 lamp | Mag-ES | 2 | 32 | 71
F42LHL | Fluorescent, (2) 48", T-8 HO lamps, (1) Instant Start Ballast, NLO (0.85 < BF < 0.95) | Electronic | 2 | 44 | 98
F42LL | Fluorescent, (2) 48", T-8 lamps, Rapid Start Ballast, NLO (0.85 < BF < 0.95) | Electronic | 2 | 32 | 60
F42LL/2 | Fluorescent, (2) 48", T-8 lamps, (2) 1-lamp Rapid Start Ballasts, NLO (0.85 < BF < 0.95) | Electronic | 2 | 32 | 64
F42LL/T4 | Fluorescent, (2) 48", T-8 lamps, Tandem 4-lamp RS Ballast, NLO (0.85 < BF < 0.95) | Electronic | 2 | 32 | 59
F42LL/T4-R | Fluorescent, (2) 48", T-8 lamp, Tandem 4-lamp RS Ballast, RLO (BF< 0.85) | Electronic | 2 | 32 | 52.5
F42LL-H | Fluorescent, (2) 48", T-8 lamp, Rapid Start Ballast, HLO (0.95 < BF < 1.1) | Electronic | 2 | 32 | 70
F42LL-R | Fluorescent, (2) 48", T-8 lamp, Rapid Start Ballast, RLO (BF< 0.85) | Electronic | 2 | 32 | 54
F42LL-V | Fluorescent, (2) 48", T-8 lamp, Rapid Start Ballast, VHLO (BF > 1.1) | Electronic | 2 | 32 | 85
F43GELL | Fluorescent (3) 48" T-8 @ 30W lamps, Prog. Start or PRS Ballast, NLO (0.85 < BF < 0.95) | PRS Elec. | 3 | 30 | 83
F43GELL-R | Fluorescent (3) 48" T-8 @ 30W lamps, Prog. Start or PRS Ballast, RLO (BF < 0.85) | PRS Elec. | 3 | 30 | 67
F43GLL | Fluorescent (3) 48" T-8 lamps, Prog. Start or PRS Ballast, NLO (0.85 < BF < 0.95) | PRS Elec. | 3 | 32 | 88
F43GLL-R | Fluorescent (3) 48" T-8 lamps, Prog. Start or PRS Ballast, RLO (BF < 0.85) | PRS Elec. | 3 | 32 | 72
F43GLL-V | Fluorescent, (3) 48" T-8 lamps, Prog. Start or PRS Ballast, VHLO (BF > 1.1) | Electronic | 3 | 32 | 108
F43GNLL | Fluorescent (3) 48" T-8 @ 25W lamps, Prog. Start or PRS Ballast, NLO (0.85 < BF < 0.95) | PRS Elec. | 3 | 25 | 66
F43GNLL-R | Fluorescent, (3) 48" T-8 @ 25W lamps, Prog. Start or PRS Ballast, RLO (BF < 0.85) | PRS Elec. | 3 | 25 | 56
F43GRLL | Fluorescent (3) 48" T-8 @ 28W lamps, Prog. Start or PRS Ballast, NLO (0.85 < BF < 0.95) | PRS Elec. | 3 | 28 | 75
F43GRLL-R | Fluorescent, (3) 48" T-8 @ 28W lamps, Prog. Start or PRS Ballast, RLO (BF < 0.85) | PRS Elec. | 3 | 28 | 62
F43IELL | Fluorescent (3) 48" T-8 @ 30 W lamps, Instant Start Ballast, NLO (0.85 < BF < 0.95) | Electronic | 3 | 30 | 81
F43IELL/2 | Fluorescent (3) 48" T-8 @ 30 W lamps, (1) 1-lamp and (1) 2-lamp IS Ballast, NLO (0.85 < BF < 0.95) | Electronic | 3 | 30 | 84
F43IELL/2-H | Fluorescent (3) 48" T-8 @ 30 W lamps, (1) 2-lamp, (1) 3-lamp IS Ballast, 1 lead capped, HLO (0.95 < BF < 1.1) | Electronic | 3 | 30 | 96
F43IELL/2-R | Fluorescent (3) 48" T-8 @ 30 W lamps, (1) 1-lamp and (1) 2-lamp IS Ballast, RLO (BF < 0.85) | Electronic | 3 | 30 | 75
F43IELL-H | Fluorescent (3) 48" T-8 @ 30 W lamps, Instant Start Ballast, HLO (0.95 < BF < 1.1) | Electronic | 3 | 30 | 86
F43IELL-R | Fluorescent (3) 48" T-8 @ 30 W lamps, Instant Start Ballast, RLO (BF < 0.85) | Electronic | 3 | 30 | 71
F43IELU | Fluorescent (3) 48" T-8 @ 30W lamps, Instant Start Ballast, NLO (0.85 < BF < 0.95) | Prem. Elec. | 3 | 30 | 77
F43IELU-R | Fluorescent (3) 48" T-8 @ 30W lamps, Instant Start Ballast, RLO (BF < 0.85) | Prem. Elec. | 3 | 30 | 68
F43IELU-V | Fluorescent (3) 48" T-8 @ 30W lamps, Instant Start Ballast, VHLO (BF > 1.1) | Prem. Elec. | 3 | 30 | 104
F43ILL | Fluorescent, (3) 48" T-8 lamps, Instant Start Ballast, NLO (0.85 < BF < 0.95) | Electronic | 3 | 32 | 85
F43ILL/2 | Fluorescent, (3) 48" T-8 lamps, (2) Instant Start Ballasts, NLO (0.85 < BF < 0.95) | Electronic | 3 | 32 | 89
F43ILL/2-H | Fluorescent (3) 48" T-8 lamps, (1) 2-lamp and (1) 3-lamp IS Ballast,1 lead capped, HLO (0.95 < BF < 1.1) | Electronic | 3 | 32 | 102
F43ILL/2-R | Fluorescent, (3) 48" T-8 lamps, (1) 1-lamp and (1) 2-lamp IS Ballast, RLO (BF < 0.85) | Electronic | 3 | 32 | 78
F43ILL-H | Fluorescent, (3) 48" T-8 lamps, Instant Start Ballast, HLO (0.95 < BF < 1.1) | Electronic | 3 | 32 | 93
F43ILL-R | Fluorescent, (3) 48" T-8 lamps, Instant Start Ballast, RLO (BF < 0.85) | Electronic | 3 | 32 | 76
F43ILL-V | Fluorescent, (3) 48" T-8 lamps, Instant Start Ballast, VHLO (BF > 1.1) | Electronic | 3 | 32 | 112
F43ILU | Fluorescent, (3) 48" T-8 lamps, Instant Start Ballast, NLO (0.85 < BF < 0.95) | Prem. Elec. | 3 | 32 | 81
F43ILU-R | Fluorescent, (3) 48" T-8 lamps, Instant Start Ballast, RLO (BF < 0.85) | Prem. Elec. | 3 | 32 | 72
F43ILU-V | Fluorescent, (3) 48" T-8 lamps, Instant Start Ballast, VHLO (BF > 1.1) | Prem. Elec. | 3 | 32 | 108
F43INLL | Fluorescent, (3) 48" T-8 @ 25W lamps, Instant Start Ballast, NLO (0.85 < BF < 0.95) | Electronic | 3 | 25 | 66
F43INLL-V | Fluorescent, (3) 48" T-8 @ 25W lamps, Instant Start Ballast, VHLO (BF > 1.1) | Electronic | 3 | 25 | 95
F43INLU | Fluorescent, (3) 48" T-8 lamps @ 25W, Instant Start Ballast, NLO (0.85 < BF < 0.95) | Prem. Elec. | 3 | 25 | 64
F43INLU-R | Fluorescent, (3) 48" T-8 @ 25W lamps, Instant Start Ballast, RLO (BF < 0.85) | Prem. Elec. | 3 | 25 | 57
F43INLU-V | Fluorescent, (3) 48" T-8 @ 25W lamps, Instant Start Ballast, VHLO (BF > 1.1) | Prem. Elec. | 3 | 25 | 93
F43IRLL | Fluorescent, (3) 48" T-8 @ 28W lamps, Instant Start Ballast, NLO (0.85 < BF < 0.95) | Electronic | 3 | 28 | 76
F43IRLL-H | Fluorescent, (3) 48" T-8 @ 28W lamps, Instant Start Ballast, HLO (.95 < BF < 1.1) | Electronic | 3 | 28 | 82
F43IRLL-V | Fluorescent, (3) 48" T-8 @ 28W lamps, Instant Start Ballast, VHLO (BF > 1.1) | Electronic | 3 | 28 | 97
F43IRLU | Fluorescent, (3) 48" T-8 lamps @ 28W, Instant Start Ballast, NLO (0.85 < BF < 0.95) | Prem. Elec. | 3 | 28 | 72
F43IRLU-R | Fluorescent, (3) 48" T-8 @ 28W lamps, Instant Start Ballast, RLO (BF < 0.85) | Prem. Elec. | 3 | 28 | 63
F43IRLU-V | Fluorescent, (3) 48" T-8 @ 28W lamps, Instant Start Ballast, VHLO (BF > 1.1) | Prem. Elec. | 3 | 28 | 96
F43LE | Fluorescent, (3) 48", T-8 lamp | Mag-ES | 3 | 32 | 110
F43LHL | Fluorescent, (3) 48", T-8 HO lamps, (2) Instant Start Ballasts, NLO (0.85 < BF < 0.95) | Electronic | 3 | 44 | 141
F43LL | Fluorescent, (3) 48", T-8 lamps, Rapid Start Ballast, NLO (0.85 < BF < 0.95) | Electronic | 3 | 32 | 93
F43LL/2 | Fluorescent, (3) 48", T-8 lamps, (1) 1-lamp and (1) 2-lamp RS Ballast, NLO (0.85 < BF < 0.95) | Electronic | 3 | 32 | 92
F43LL-H | Fluorescent, (3) 48", T-8 lamp, Rapid Start Ballast, HLO (.95 < BF < 1.1) | Electronic | 3 | 32 | 98
F43LL-R | Fluorescent, (3) 48", T-8 lamp, Rapid Start Ballast, RLO (BF < 0.85) | Electronic | 3 | 32 | 76
F44GELL | Fluorescent (4) 48" T-8 @ 30W lamps, Prog. Start or PRS Ballast, NLO (0.85 < BF < 0.95) | PRS Elec. | 4 | 30 | 109
F44GELL-R | Fluorescent (4) 48" T-8 @ 30W lamps, Prog. Start or PRS Ballast, RLO (BF < 0.85) | PRS Elec. | 4 | 30 | 86
F44GLL | Fluorescent (4) 48" T-8 lamps, Prog. Start or PRS Ballast, NLO (0.85 < BF < 0.95) | PRS Elec. | 4 | 32 | 115
F44GLL-R | Fluorescent (4) 48" T-8 lamps, Prog. Start or PRS Ballast, RLO (BF < 0.85) | PRS Elec. | 4 | 32 | 92
F44GLL-V | Fluorescent, (4) 48" T-8 lamps, Prog. Start or PRS Ballast, VHLO (BF > 1.1) | Electronic | 4 | 32 | 144
F44GNLL | Fluorescent (4) 48" T-8 @ 25W lamps, Prog. Start or PRS Ballast, NLO (0.85 < BF < 0.95) | PRS Elec. | 4 | 25 | 85
F44GNLL-R | Fluorescent (4) 48" T-8 @ 25W lamps, Prog. Start or PRS Ballast, RLO (BF < 0.85) | PRS Elec. | 4 | 25 | 73
F44GRLL | Fluorescent (4) 48" T-8 @ 28W lamps, Prog. Start or PRS Ballast, NLO (0.85 < BF < 0.95) | PRS Elec. | 4 | 28 | 99
F44GRLL-R | Fluorescent (4) 48" T-8 @ 28W lamps, Prog. Start or PRS Ballast, RLO (BF < 0.85) | PRS Elec. | 4 | 28 | 80
F44IELL | Fluorescent (4) 48" T-8 @ 30W lamps, Instant Start Ballast, NLO (0.85 < BF < 0.95) | Electronic | 4 | 30 | 106
F44IELL/2 | Fluorescent (4) 48" T-8 @ 30W lamps, (2) 2-lamp IS Ballasts, NLO (0.85 < BF < 0.95) | Electronic | 4 | 30 | 110
F44IELL/2-H | Fluorescent (4) 48" T-8 @ 30W lamps, (2) 3-lamp IS Ballasts, 1 lead capped, HLO (.95 < BF < 1.1) | Electronic | 4 | 30 | 124
F44IELL/2-R | Fluorescent (4) 48" T-8 @ 30W lamps, (2) 2-lamp IS Ballasts, RLO (BF< 0.85) | Electronic | 4 | 30 | 98
F44IELL-R | Fluorescent (4) 48" T-8 @ 30W lamps, Instant Start Ballast, RLO (BF < 0.85) | Electronic | 4 | 30 | 92
F44IELU | Fluorescent (4) 48" T-8 @ 30W lamps, Instant Start Ballast, NLO (0.85 < BF < 0.95) | Prem. Elec. | 4 | 30 | 101
F44IELU-R | Fluorescent (4) 48" T-8 @ 30W lamps, Instant Start Ballast, RLO (BF < 0.85) | Prem. Elec. | 4 | 30 | 89
F44ILL | Fluorescent, (4) 48", T-8 lamps, Instant Start Ballast, NLO (0.85 < BF < 0.95) | Electronic | 4 | 32 | 112
F44ILL/2 | Fluorescent, (4) 48", T-8 lamps, (2) 2-lamp IS Ballasts, NLO (0.85 < BF < 0.95) | Electronic | 4 | 32 | 116
F44ILL/2-H | Fluorescent, (4) 48", T-8 lamps, (2) 3-lamp IS Ballasts, 1 lead capped, HLO (.95 < BF < 1.1) | Electronic | 4 | 32 | 132
F44ILL/2-R | Fluorescent, (4) 48", T-8 lamps, (2) 2-lamp IS Ballasts, RLO (BF < 0.85) | Electronic | 4 | 32 | 102
F44ILL/2-V | Fluorescent, (4) 48", T-8 lamps, (2) 2-lamp IS Ballasts, VHLO (BF > 1.1) | Electronic | 4 | 32 | 154
F44ILL-R | Fluorescent, (4) 48", T-8 lamps, Instant Start Ballast, RLO (BF < 0.85) | Electronic | 4 | 32 | 98
F44ILL-V | Fluorescent, (4) 48", T-8 lamps, Instant Start Ballast, VHLO (BF > 1.1) | Electronic | 4 | 32 | 151
F44ILU | Fluorescent, (4) 48", T-8 lamps, Instant Start Ballast, NLO (0.85 < BF < 0.95) | Prem. Elec. | 4 | 32 | 107
F44ILU-R | Fluorescent, (4) 48", T-8 lamps, Instant Start Ballast, RLO (BF < 0.85) | Prem. Elec. | 4 | 32 | 95
F44ILU-V | Fluorescent, (4) 48", T-8 lamps, Instant Start Ballast, VHLO (BF > 1.1) | Prem. Elec. | 4 | 32 | 146
F44INLL | Fluorescent, (4) 48", T-8 @ 25W lamps, Instant Start Ballast, NLO (0.85 < BF < 0.95) | Electronic | 4 | 25 | 86
F44INLU | Fluorescent, (4) 48", T-8 @ 25W lamps, Instant Start Ballast, NLO (0.85 < BF < 0.95) | Prem. Elec. | 4 | 25 | 85
F44INLU-R | Fluorescent, (4) 48" T-8 @ 25W lamps, Instant Start Ballast, RLO (BF < 0.85) | Prem. Elec. | 4 | 25 | 75
F44INLU-V | Fluorescent, (4) 48" T-8 @ 25W lamps, Instant Start Ballast, VHLO (BF > 1.1) | Prem. Elec. | 4 | 25 | 122
F44IRLL | Fluorescent, (4) 48", T-8 @ 28W lamps, Instant Start Ballast, NLO (0.85 < BF < 0.95) | Electronic | 4 | 28 | 99
F44IRLL-R | Fluorescent, (4) 48", T-8 @ 28W lamps, Instant Start Ballast, RLO (BF < 0.85) | Electronic | 4 | 28 | 85
F44IRLU | Fluorescent, (4) 48", T-8 @ 28W lamps, Instant Start Ballast, NLO (0.85 < BF < 0.95) | Prem. Elec. | 4 | 28 | 94
F44IRLU-R | Fluorescent, (4) 48" T-8 @ 28W lamps, Instant Start Ballast, RLO (BF < 0.85) | Prem. Elec. | 4 | 28 | 83
F44IRLU-V | Fluorescent, (4) 48" T-8 @ 28W lamps, Instant Start Ballast, VHLO (BF > 1.1) | Prem. Elec. | 4 | 28 | 131
F44LE | Fluorescent, (4) 48", T-8 lamps | Mag-ES | 4 | 32 | 142
F44LHL | Fluorescent, (4) 48", T-8 HO lamps, (2) Instant Start Ballasts, NLO (0.85 < BF < 0.95) | Electronic | 4 | 44 | 168
F44LL | Fluorescent, (4) 48", T-8 lamps, Rapid Start Ballast, NLO (0.85 < BF < 0.95) | Electronic | 4 | 32 | 118
F44LL/2 | Fluorescent, (4) 48", T-8 lamps, (2) 2-lamp Rapid Start Ballast, NLO (0.85 < BF < 0.95) | Electronic | 4 | 32 | 120
F44LL-R | Fluorescent, (4) 48", T-8 lamps, Rapid Start Ballast, RLO (BF < 0.85) | Electronic | 4 | 32 | 105
F45ILL/2 | Fluorescent, (5) 48", T-8 lamps, (1) 3-lamp and (1) 2-lamp IS ballast, NLO (0.85 < BF < 0.95) | Electronic | 5 | 32 | 143
F45GLL/2-V | Fluorescent, (5) 48", T-8 lamps, (1) 3-lamp and (1) 2-lamp Prog. Start Ballast, VHLO (BF > 1.1) | Electronic | 5 | 32 | 182
F46GLL/2 | Fluorescent (6) 48" T-8 lamps, (2) Prog. Start or PRS Ballasts, NLO (0.85 < BF < 0.95) | PRS Elec. | 6 | 32 | 175
F46GLL/2-R | Fluorescent (6) 48" T-8 lamps, (2) Prog. Start or PRS Ballasts, RLO (BF < 0.85) | PRS Elec. | 6 | 32 | 141.5
F46GLL/2-V | Fluorescent (6) 48" T-8 lamps, (2) Prog. Start or PRS Ballasts, VHLO (BF > 1.1) | PRS Elec. | 6 | 32 | 217
F46IELU/2 | Fluorescent (6) 48" T-8 @ 30W lamps, (2) IS Ballasts, NLO (0.85 < BF < 0.95) | Prem. Elec. | 6 | 30 | 153.5
F46IELU/2-R | Fluorescent (6) 48" T-8 @ 30W lamps, (2) IS Ballasts, RLO (BF < 0.85) | Prem. Elec. | 6 | 30 | 135
F46ILL/2 | Fluorescent, (6) 48", T-8 lamps, (2) IS Ballasts, NLO (0.85 < BF < 0.95) | Electronic | 6 | 32 | 170
F46ILL/2-R | Fluorescent, (6) 48", T-8 lamps, (2) IS Ballasts, RLO (BF < 0.85) | Electronic | 6 | 32 | 150.5
F46ILL/2-V | Fluorescent (6) 48" T-8 lamps, (2) IS Ballasts, VHLO (BF > 1.1) | Electronic | 6 | 32 | 226
F46ILU/2 | Fluorescent (6) 48" T-8 lamps, (2) IS Ballasts, NLO (0.85 < BF < 0.95) | Prem. Elec. | 6 | 32 | 161.5
F46ILU/2-R | Fluorescent (6) 48" T-8 lamps, (2) IS Ballasts, RLO (BF < 0.85) | Prem. Elec. | 6 | 32 | 143.5
F46ILU/2-V | Fluorescent (6) 48" T-8 lamps, (2) IS Ballasts, VHLO (BF > 1.1) | Prem. Elec. | 6 | 32 | 217.5
F46INLU/2-R | Fluorescent (6) 48" T-8 @ 25W lamps, (2) IS Ballasts, RLO (BF < 0.85) | Prem. Elec. | 6 | 25 | 113.5
F46INLU/2-V | Fluorescent (6) 48" T-8 @ 25W lamps, (2) IS Ballasts, VHLO (BF > 1.1) | Prem. Elec. | 6 | 25 | 184
F46IRLU/2-R | Fluorescent (6) 48" T-8 @ 28W lamps, (2) IS Ballasts, RLO (BF < 0.85) | Prem. Elec. | 6 | 28 | 126
F46IRLU/2-V | Fluorescent (6) 48" T-8 @ 28W lamps, (2) IS Ballasts, VHLO (BF > 1.1) | Prem. Elec. | 6 | 28 | 194
F46LL/2 | Fluorescent, (6) 48", T-8 lamps, (2) Rapid Start Ballasts, NLO (0.85 < BF < 0.95) | Electronic | 6 | 32 | 182
F48GLL/2 | Fluorescent (8) 48" T-8 lamps, (2) Prog. Start or PRS Ballasts, NLO (0.85 < BF < 0.95) | PRS Elec. | 8 | 32 | 230
F48GLL/2-R | Fluorescent (8) 48" T-8 lamps, (2) Prog. Start or PRS Ballasts, RLO (BF < 0.85) | PRS Elec. | 8 | 32 | 184
F48GLL/2-V | Fluorescent (8) 48" T-8 lamps, (2) Prog. Start or PRS Ballasts, VHLO (BF > 1.1) | PRS Elec. | 8 | 32 | 288
F48ILL/2 | Fluorescent, (8) 48", T-8 lamps, (2) 4-lamp IS Ballasts, NLO (0.85 < BF < 0.95) | Electronic | 8 | 32 | 224
F48ILL/2-R | Fluorescent, (8) 48", T-8 lamps, (2) 4-lamp IS Ballasts, RLO (BF < 0.85) | Electronic | 8 | 32 | 196
F48ILU/2 | Fluorescent, (8) 48", T-8 lamps, (2) 4-lamp IS Ballasts, NLO (0.85 < BF < 0.95) | Prem. Elec. | 8 | 32 | 214
F48ILU/2-R | Fluorescent, (8) 48", T-8 lamps, (2) 4-lamp IS Ballasts, RLO (BF < 0.85) | Prem. Elec. | 8 | 32 | 190
F51ILL | Fluorescent, (1) 60", T-8 lamp, Instant Start Ballast, NLO (0.85 < BF < 0.95) | Electronic | 1 | 40 | 36
F51ILL/T2 | Fluorescent, (1) 60", T-8 lamp, Tandem 2-lamp IS Ballast, NLO (0.85 < BF < 0.95) | Electronic | 1 | 40 | 36
F51ILL/T3 | Fluorescent, (1) 60", T-8 lamp, Tandem 3-lamp IS Ballast, NLO (0.85 < BF < 0.95) | Electronic | 1 | 40 | 35.3333
F51ILL/T4 | Fluorescent, (1) 60", T-8 lamp, Tandem 4-lamp IS Ballast, NLO (0.85 < BF < 0.95) | Electronic | 1 | 40 | 33.5
F51ILL-R | Fluorescent, (1) 60", T-8 lamp, Instant Start Ballast, RLO (BF < 0.85) | Electronic | 1 | 40 | 43
F52ILL | Fluorescent, (2) 60", T-8 lamps, Instant Start Ballast, NLO (0.85 < BF < 0.95) | Electronic | 2 | 40 | 72
F52ILL/T4 | Fluorescent, (2) 60", T-8 lamps, Tandem 4-lamp IS Ballast, NLO (0.85 < BF < 0.95) | Electronic | 2 | 40 | 67
F52ILL-H | Fluorescent, (2) 60", T-8 lamps, Instant Start Ballast, HILO (.95 < BF < 1.1) | Electronic | 2 | 40 | 80
F52ILL-R | Fluorescent, (2) 60", T-8 lamps, Instant Start Ballast, RLO (BF < 0.85) | Electronic | 2 | 40 | 73
F53ILL | Fluorescent, (3) 60", T-8 lamps, Instant Start Ballast, NLO (0.85 < BF < 0.95) | Electronic | 3 | 40 | 106
F53ILL-H | Fluorescent, (3) 60", T-8 lamps, Instant Start Ballast, HILO (.95 < BF < 1.1) | Electronic | 3 | 40 | 108
F54ILL | Fluorescent, (4) 60", T-8 lamps, Instant Start Ballast, NLO (0.85 < BF < 0.95) | Electronic | 4 | 40 | 134
F54ILL-H | Fluorescent, (4) 60", T-8 lamps, Instant Start Ballast, HILO (.95 < BF < 1.1) | Electronic | 4 | 40 | 126
F81IELU | Fluorescent, (1) 96" T-8 @ 57W lamp, Instant Start Ballast, NLO (0.85 < BF < 0.95) | Prem. Elec. | 1 | 57 | 51
F81ILL | Fluorescent, (1) 96", T-8 lamp, Instant Start Ballast, NLO (0.85 < BF < 0.95) | Electronic | 1 | 59 | 65
F81ILL/T2 | Fluorescent, (1) 96", T-8 lamp, Tandem 2-lamp IS Ballast, NLO (0.85 < BF < 0.95) | Electronic | 1 | 59 | 55
F81ILL/T2-R | Fluorescent, (1) 96", T-8 lamp, Tandem 2-lamp IS Ballast, RLO (BF < 0.85) | Electronic | 1 | 59 | 49
F81ILL-H | Fluorescent, (1) 96", T-8 lamp, Instant Start Ballast, HILO (.95 < BF < 1.1) | Electronic | 1 | 59 | 68
F81ILL-R | Fluorescent, (1) 96", T-8 lamp, Instant Start Ballast, RLO (BF < 0.85) | Electronic | 1 | 59 | 57
F81ILL-V | Fluorescent, (1) 96", T-8 lamp, Instant Start Ballast, VHLO (BF > 1.1) | Electronic | 1 | 59 | 71
F81ILU | Fluorescent, (1) 96" T-8 lamp, Instant Start Ballast, NLO (0.85 < BF < 0.95) | Prem. Elec. | 1 | 57 | 61
F81LHL/T2 | Fluorescent, (1) 96", T-8 HO lamp, Tandem 2-lamp Ballast | Electronic | 1 | 86 | 80
F82IELU | Fluorescent, (2) 96" T-8 @ 57W lamps, Instant Start Ballast, NLO (0.85 < BF < 0.95) | Prem. Elec. | 2 | 57 | 100
F82ILL | Fluorescent, (2) 96", T-8 lamps, Instant Start Ballast, NLO (0.85 < BF < 0.95) | Electronic | 2 | 59 | 110
F82ILL-R | Fluorescent, (2) 96", T-8 lamps, Instant Start Ballast, RLO (BF < 0.85) | Electronic | 2 | 59 | 98
F82ILL-V | Fluorescent, (2) 96", T-8 lamps, Instant Start Ballast, VHLO (BF > 1.1) | Electronic | 2 | 59 | 149
F82ILU | Fluorescent, (2) 96" T-8 ES lamps, Instant Start Ballast, NLO (0.85 < BF < 0.95) | Prem. Elec. | 2 | 59 | 107
F82LHL | Fluorescent, (2) 96", T-8 HO lamps | Electronic | 2 | 86 | 160
F83ILL | Fluorescent, (3) 96", T-8 lamps, Instant Start Ballast, NLO (0.85 < BF < 0.95) | Electronic | 3 | 59 | 167
F84ILL | Fluorescent, (4) 96", T-8 lamps, Instant Start Ballast, NLO (0.85 < BF < 0.95) | Electronic | 4 | 59 | 219
F84ILL/2-V | Fluorescent, (4) 96", T-8 lamps, (2) Instant Start Ballasts, VHLO (BF > 1.1) | Electronic | 4 | 59 | 298
F84LHL | Fluorescent, (4) 96", T-8 HO lamps | Electronic | 4 | 86 | 320
F86ILL | Fluorescent, (6) 96", T-8 lamps, (2) 3-lamp IS Ballasts, NLO (0.85 < BF < 0.95) | Electronic | 6 | 59 | 329.5
FT12 | Fluor_T12_Linear_And_Other
F1.51SS | Fluorescent, (1) 18" T12 lamp | Mag-STD | 1 | 15 | 19
F1.52SS | Fluorescent, (2) 18", T12 lamps | Mag-STD | 2 | 15 | 36
F21HS | Fluorescent, (1) 24", HO lamp | Mag-STD | 1 | 35 | 62
F21SS | Fluorescent, (1) 24", STD lamp | Mag-STD | 1 | 20 | 25
F22HS | Fluorescent, (2) 24", HO lamps | Mag-STD | 2 | 35 | 90
F22SS | Fluorescent, (2) 24", STD lamps | Mag-STD | 2 | 20 | 50
F23SS | Fluorescent, (3) 24", STD lamps | Mag-STD | 3 | 20 | 71
F24SS | Fluorescent, (4) 24", STD lamps | Mag-STD | 4 | 20 | 100
F26SS/2 | Fluorescent, (6) 24", STD lamps, (2) ballasts | Mag-STD | 6 | 20 | 146
F31EE/T2 | Fluorescent, (1) 36", ES lamp, Tandem 2-lamp ballast | Mag-ES | 1 | 25 | 33
F31EL | Fluorescent, (1) 36", ES lamp | Electronic | 1 | 25 | 26
F31ES | Fluorescent, (1) 36", ES lamp | Mag-STD | 1 | 25 | 42
F31ES/T2 | Fluorescent, (1) 36", ES lamp, Tandem 2-lamp ballast | Mag-STD | 1 | 25 | 33
F31SE/T2 | Fluorescent, (1) 36", STD lamp, Tandem 2-lamp ballast | Mag-ES | 1 | 30 | 37
F31SHS | Fluorescent, (1) 36", HO lamp | Mag-STD | 1 | 50 | 70
F31SL | Fluorescent, (1) 36", STD lamp | Electronic | 1 | 30 | 31
F31SS | Fluorescent, (1) 36", STD lamp | Mag-STD | 1 | 30 | 46
F31SS/T2 | Fluorescent, (1) 36", STD lamp, Tandem 2-lamp ballast | Mag-STD | 1 | 30 | 41
F32EE | Fluorescent, (2) 36", ES lamps | Mag-ES | 2 | 25 | 66
F32EL | Fluorescent, (2) 36", ES lamps | Electronic | 2 | 25 | 50
F32EL/T4 | Fluorescent, (2) 36" ES lamps, Tandem 4-lamp ballast, NLO (0.85 < BF < 0.95) | Electronic | 2 | 25 | 50
F32ES | Fluorescent, (2) 36", ES lamps | Mag-STD | 2 | 25 | 73
F32SE | Fluorescent, (2) 36", STD lamps | Mag-ES | 2 | 30 | 74
F32SHS | Fluorescent, (2) 36", HO, lamps | Mag-STD | 2 | 50 | 114
F32SL | Fluorescent, (2) 36", STD lamps | Electronic | 2 | 30 | 58
F32SS | Fluorescent, (2) 36", STD lamps | Mag-STD | 2 | 30 | 75
F33ES | Fluorescent, (3) 36", ES lamps | Mag-STD | 3 | 25 | 115
F33SE | Fluorescent, (3) 36", STD lamps, (1) STD ballast and (1) ES ballast | Mag-ES | 3 | 30 | 120
F33SS | Fluorescent, (3) 36", STD lamps | Mag-STD | 3 | 30 | 127
F34EE | Fluorescent, (4) 36", ES lamps | Mag-ES | 4 | 25 | 132
F34SE | Fluorescent, (4) 36", STD lamps | Mag-ES | 4 | 30 | 148
F34SL | Fluorescent, (4) 36", STD lamps | Electronic | 4 | 30 | 116
F34SS | Fluorescent, (4) 36", STD lamps | Mag-STD | 4 | 30 | 150
F36EE | Fluorescent, (6) 36", ES lamps | Mag-ES | 6 | 30 | 198
F36ES | Fluorescent, (6) 36", ES lamps | Mag-STD | 6 | 30 | 219
F36SE | Fluorescent, (6) 36", STD lamps | Mag-ES | 6 | 30 | 213
F36SS | Fluorescent, (6) 36", STD lamps | Mag-STD | 6 | 30 | 225
F40SE/D1 | Fluorescent, (0) 48" lamps, Completely delamped fixture with (1) hot ballast | Mag-ES | 1 | 0 | 4
F40SE/D2 | Fluorescent, (0) 48" lamps, Completely delamped fixture with (2) hot ballast | Mag-ES | 1 | 0 | 8
F41EE | Fluorescent, (1) 48", ES lamp | Mag-ES | 1 | 34 | 43
F41EE/D2 | Fluorescent, (1) 48", ES lamp, 2 ballast | Mag-ES | 1 | 34 | 43
F41EE/T2 | Fluorescent, (1) 48", ES lamp, Tandem 2-lamp ballast | Mag-ES | 1 | 34 | 36
F41EHS | Fluorescent, (1) 48", ES HO lamp | Mag-STD | 1 | 55 | 80
F41EIS | Fluorescent, (1) 48" ES Instant Start lamp. Magnetic ballast | Mag-STD | 1 | 30 | 51
F41EL | Fluorescent, (1) 48", T12 ES lamp, Electronic Ballast | Electronic | 1 | 34 | 32
F41IAL | Fluorescent, (1) 48", F25T12 lamp, Instant Start Ballast | Electronic | 1 | 25 | 25
F41IAL/T2-R | Fluorescent, (1) 48", F25T12 lamp, Tandem 2-Lamp IS ballast, RLO (BF < 0.85) | Electronic | 1 | 25 | 19
F41IAL/T3-R | Fluorescent, (1) 48", F25T12 lamp, Tandem 3-Lamp IS ballast, RLO (BF < 0.85) | Electronic | 1 | 25 | 20
F41IAL/T4-R | Fluorescent, (1) 48", F25T12 lamp, Tandem 4-Lamp IS ballast, RLO (BF < 0.85) | Electronic | 1 | 25 | 20
F41SHS | Fluorescent, (1) 48", STD HO lamp | Mag-STD | 1 | 60 | 85
F41SIL | Fluorescent, (1) 48", STD IS lamp, Electronic ballast | Electronic | 1 | 39 | 46
F41SIL/T2 | Fluorescent, (1) 48", STD IS lamp, Tandem 2-lamp IS ballast | Electronic | 1 | 39 | 37
F41SVS | Fluorescent, (1) 48", STD VHO lamp | Mag-STD | 1 | 110 | 140
F41TS | Fluorescent, (1) 48", T-10 lamp | Mag-STD | 1 | 40 | 51
F42EE | Fluorescent, (2) 48", ES lamp | Mag-ES | 2 | 34 | 72
F42EE/2 | Fluorescent, (2) 48", ES lamps, (2) 1-lamp ballasts | Mag-ES | 2 | 34 | 86
F42EE/D2 | Fluorescent, (2) 48", ES lamps, 2 Ballasts (delamped) | Mag-ES | 2 | 34 | 76
F42EHS | Fluorescent, (2) 42", HO lamps (3.5' lamp) | Mag-STD | 2 | 55 | 135
F42EIS | Fluorescent, (2) 48" ES Instant Start lamps. Magnetic ballast | Mag-STD | 2 | 30 | 82
F42EL | Fluorescent, (2) 48", T12 ES lamps, Electronic Ballast | Electronic | 2 | 34 | 60
F42IAL/T4-R | Fluorescent, (2) 48", F25T12 lamps, Tandem 4-lamp IS Ballast, RLO (BF < 0.85) | Electronic | 2 | 25 | 40
F42IAL-R | Fluorescent, (2) 48", F25T12 lamps, Instant Start Ballast, RLO (BF < 0.85) | Electronic | 2 | 25 | 39
F42SHS | Fluorescent, (2) 48", STD HO lamps | Mag-STD | 2 | 60 | 145
F42SIL | Fluorescent, (2) 48", STD IS lamps, Electronic ballast | Electronic | 2 | 39 | 74
F42SVS | Fluorescent, (2) 48", STD VHO lamps | Mag-STD | 2 | 110 | 252
F43EE | Fluorescent, (3) 48", ES lamps | Mag-ES | 3 | 34 | 115
F43EE/T2 | Fluorescent, (3) 48", ES lamps, Tandem 2-lamp ballasts | Mag-ES | 3 | 34 | 108
F43EHS | Fluorescent, (3) 42", HO lamps (3.5' lamp) | Mag-STD | 3 | 55 | 215
F43EIS | Fluorescent, (3) 48" ES Instant Start lamps. Magnetic ballast | Mag-STD | 3 | 30 | 133
F43EL | Fluorescent, (3) 48", T12 ES lamps, Electronic Ballast | Electronic | 3 | 34 | 92
F43IAL-R | Fluorescent, (3) 48", F25T12 lamps, Instant Start Ballast, RLO (BF < 0.85) | Electronic | 3 | 25 | 60
F43SHS | Fluorescent, (3) 48", STD HO lamps | Mag-STD | 3 | 60 | 230
F43SIL | Fluorescent, (3) 48", STD IS lamps, Electronic ballast | Electronic | 3 | 39 | 120
F43SVS | Fluorescent, (3) 48", STD VHO lamps | Mag-STD | 3 | 110 | 377
F44EE | Fluorescent, (4) 48", ES lamps | Mag-ES | 4 | 34 | 144
F44EE/D3 | Fluorescent, (4) 48", ES lamps, 3 Ballasts (delamped) | Mag-ES | 4 | 34 | 148
F44EE/D4 | Fluorescent, (4) 48", ES lamps, 4 Ballasts (delamped) | Mag-ES | 4 | 34 | 152
F44EHS | Fluorescent, (4) 48", ES HO lamps | Mag-STD | 4 | 55 | 270
F44EIS | Fluorescent, (4) 48" ES Instant Start lamps. Magnetic ballast | Mag-STD | 4 | 30 | 164
F44EL | Fluorescent, (4) 48", T12 ES lamps, Electronic Ballast | Electronic | 4 | 34 | 120
F44EVS | Fluorescent, (4) 48", VHO ES lamps | Mag-STD | 4 | 0 | 420
F44IAL-R | Fluorescent, (4) 48", F25T12 lamps, Instant Start Ballast, RLO (BF < 0.85) | Electronic | 4 | 25 | 80
F44SHS | Fluorescent, (4) 48", STD HO lamps | Mag-STD | 4 | 60 | 290
F44SIL | Fluorescent, (4) 48", STD IS lamps, Electronic ballast | Electronic | 4 | 39 | 148
F44SVS | Fluorescent, (4) 48", STD VHO lamps | Mag-STD | 4 | 110 | 484
F46EE | Fluorescent, (6) 48", ES lamps | Mag-ES | 6 | 34 | 216
F46EL | Fluorescent, (6) 48", ES lamps | Electronic | 6 | 34 | 180
F46SL | Fluorescent, (6) 48", STD lamps | Electronic | 6 | 40 | 186
F48EE | Fluorescent, (8) 48", ES lamps | Mag-ES | 8 | 34 | 288
F51SHE | Fluorescent, (1) 60", STD HO lamp | Mag-ES | 1 | 75 | 88
F51SHL | Fluorescent, (1) 60", STD HO lamp | Electronic | 1 | 75 | 69
F51SHS | Fluorescent, (1) 60", STD HO lamp | Mag-STD | 1 | 75 | 92
F51SL | Fluorescent, (1) 60", STD lamp | Electronic | 1 | 50 | 44
F51SS | Fluorescent, (1) 60", STD lamp | Mag-STD | 1 | 50 | 63
F51SVS | Fluorescent, (1) 60", VHO ES lamp | Mag-STD | 1 | 135 | 165
F52SHE | Fluorescent, (2) 60", STD HO lamps | Mag-ES | 2 | 75 | 176
F52SHL | Fluorescent, (2) 60", STD HO lamps | Electronic | 2 | 75 | 138
F52SHS | Fluorescent, (2) 60", STD HO lamps | Mag-STD | 2 | 75 | 168
F52SL | Fluorescent, (2) 60", STD lamps | Electronic | 2 | 50 | 88
F52SS | Fluorescent, (2) 60", STD lamps | Mag-STD | 2 | 50 | 128
F52SVS | Fluorescent, (2) 60", VHO ES lamps | Mag-STD | 2 | 135 | 310
F61ISL | Fluorescent, (1) 72", STD lamp, IS electronic ballast | Electronic | 1 | 55 | 68
F61SHS | Fluorescent, (1) 72", STD HO lamp | Mag-STD | 1 | 85 | 106
F61SS | Fluorescent, (1) 72", STD lamp | Mag-STD | 1 | 55 | 76
F61SVS | Fluorescent, (1) 72", VHO lamp | Mag-STD | 1 | 160 | 180
F62ISL | Fluorescent, (2) 72", STD lamps, IS electronic ballast | Electronic | 2 | 55 | 108
F62SE | Fluorescent, (2) 72", STD lamps | Mag-ES | 2 | 55 | 122
F62SHE | Fluorescent, (2) 72", STD HO lamps | Mag-ES | 2 | 85 | 194
F62SHL | Fluorescent, (2) 72", STD HO lamps | Electronic | 2 | 85 | 167
F62SHS | Fluorescent, (2) 72", STD HO lamps | Mag-STD | 2 | 85 | 200
F62SL | Fluorescent, (2) 72", STD lamps | Electronic | 2 | 55 | 108
F62SS | Fluorescent, (2) 72", STD lamps | Mag-STD | 2 | 55 | 142
F62SVS | Fluorescent, (2) 72", VHO lamps | Mag-STD | 2 | 160 | 330
F63ISL | Fluorescent, (3) 72", STD lamps, IS electronic ballast | Electronic | 3 | 55 | 176
F63SS | Fluorescent, (3) 72", STD lamps | Mag-STD | 3 | 55 | 202
F64ISL | Fluorescent, (4) 72", STD lamps, IS electronic ballast | Electronic | 4 | 55 | 216
F64SE | Fluorescent, (4) 72", STD lamps | Mag-ES | 4 | 55 | 244
F64SHE | Fluorescent, (4) 72", HO lamps | Mag-ES | 4 | 85 | 388
F64SS | Fluorescent, (4) 72", STD lamps | Mag-STD | 4 | 56 | 244
F81EE | Fluorescent, (1) 96" ES lamp | Mag-ES | 1 | 60 | 75
F81EE/T2 | Fluorescent, (1) 96", ES lamp, Tandem 2-lamp ballast | Mag-ES | 1 | 60 | 61.5
F81EHL | Fluorescent, (1) 96", ES HO lamp | Electronic | 1 | 95 | 80
F81EHS | Fluorescent, (1) 96", ES HO lamp | Mag-STD | 1 | 95 | 113
F81EL | Fluorescent, (1) 96", ES lamp | Electronic | 1 | 60 | 69
F81EL/T2 | Fluorescent, (1) 96", ES lamp, Tandem 2-lamp ballast | Electronic | 1 | 60 | 55
F81EVS | Fluorescent, (1) 96", ES VHO lamp | Mag-STD | 1 | 185 | 205
F81SGS | Fluorescent, (1) 96", T17 Grooved lamp | Mag-STD | 1 | 215 | 235
F81SHS | Fluorescent, (1) 96", STD HO lamp | Mag-STD | 1 | 110 | 121
F81SL | Fluorescent, (1) 96", STD lamp | Electronic | 1 | 75 | 69
F81SL/T2 | Fluorescent, (1) 96", STD lamp, Tandem 2-lamp ballast | Electronic | 1 | 75 | 55
F81SVS | Fluorescent, (1) 96", STD VHO lamp | Mag-STD | 1 | 215 | 205
F82EE | Fluorescent, (2) 96", ES lamps | Mag-ES | 2 | 60 | 123
F82EHE | Fluorescent, (2) 96", ES HO lamps | Mag-ES | 2 | 95 | 207
F82EHL | Fluorescent, (2) 96", ES HO lamps | Electronic | 2 | 95 | 173
F82EHS | Fluorescent, (2) 96", ES HO lamps | Mag-STD | 2 | 95 | 207
F82EL | Fluorescent, (2) 96", ES lamps | Electronic | 2 | 60 | 110
F82EVS | Fluorescent, (2) 96", ES VHO lamps | Mag-STD | 2 | 195 | 380
F82SHE | Fluorescent, (2) 96", STD HO lamps | Mag-ES | 2 | 110 | 207
F82SHL | Fluorescent, (2) 96", STD HO lamps | Electronic | 2 | 110 | 173
F82SHS | Fluorescent, (2) 96", STD HO lamps | Mag-STD | 2 | 110 | 207
F82SL | Fluorescent, (2) 96", STD lamps | Electronic | 2 | 75 | 110
F82SVS | Fluorescent, (2) 96", STD VHO lamps | Mag-STD | 2 | 215 | 380
F83EE | Fluorescent, (3) 96", ES lamps | Mag-ES | 3 | 60 | 198
F83EHE | Fluorescent, (3) 96", ES HO lamps, (1) 2-lamp ES Ballast and (1) 1-lamp STD Ballast | Mag-ES/STD | 3 | 95 | 319
F83EHS | Fluorescent, (3) 96", ES HO lamps | Mag-STD | 3 | 95 | 319
F83EL | Fluorescent, (3) 96", ES lamps | Electronic | 3 | 60 | 179
F83EVS | Fluorescent, (3) 96", ES VHO lamps | Mag-STD | 3 | 185 | 585
F83SHE | Fluorescent, (3) 96", STD HO lamps | Mag-ES | 3 | 110 | 319
F83SHS | Fluorescent, (3) 96", STD HO lamps | Mag-STD | 3 | 110 | 319
F83SL | Fluorescent, (3) 96", STD lamps | Electronic | 3 | 75 | 179
F83SVS | Fluorescent, (3) 96", STD VHO lamps | Mag-STD | 3 | 215 | 585
F84EE | Fluorescent, (4) 96", ES lamps | Mag-ES | 4 | 60 | 246
F84EHE | Fluorescent, (4) 96", ES HO lamps | Mag-ES | 4 | 95 | 414
F84EHL | Fluorescent, (4) 96", ES HO lamps | Electronic | 4 | 95 | 346
F84EHS | Fluorescent, (4) 96", ES HO lamps | Mag-STD | 4 | 95 | 414
F84EL | Fluorescent, (4) 96", ES lamps | Electronic | 4 | 60 | 220
F84EVS | Fluorescent, (4) 96", ES VHO lamps | Mag-STD | 4 | 185 | 760
F84SHE | Fluorescent, (4) 96", STD HO lamps | Mag-ES | 4 | 110 | 414
F84SHL | Fluorescent, (4) 96", STD HO lamps | Electronic | 4 | 110 | 346
F84SHS | Fluorescent, (4) 96", STD HO lamps | Mag-STD | 4 | 110 | 414
F84SL | Fluorescent, (4) 96", STD lamps | Electronic | 4 | 75 | 220
F84SVS | Fluorescent, (4) 96", STD VHO lamps | Mag-STD | 4 | 215 | 760
F86EE | Fluorescent, (6) 96", ES lamps | Mag-ES | 6 | 60 | 369
F86EHS | Fluorescent, (6) 96", ES HO lamps | Mag-STD | 6 | 95 | 519
F88EHE | Fluorescent, (8) 96", ES HO lamps | Mag-ES | 8 | 95 | 828
F88SHS | Fluorescent, (8) 96", STD HO lamps | Mag-STD | 8 | 110 | 828
FU | Fluor_U_Tubes
FU1EE | Fluorescent, (1) U-Tube, ES lamp | Mag-ES | 1 | 35 | 43
FU1ES | Fluorescent, (1) U-Tube, ES Lamp | Mag-STD | 1 | 34 | 43
FU1ILL | Fluorescent, (1) U-Tube, T-8 lamp, Instant Start ballast | Electronic | 1 | 32 | 31
FU1ILU | Fluorescent, (1) 6" spacing U-Tube, T-8 lamp, IS Ballast, NLO (0.85 < BF < 0.95) | Prem. Elec. | 1 | 32 | 29
FU1ILU-H | Fluorescent, (1) 6" spacing U-Tube, T-8 lamp, IS Ballast, HLO (.95 < BF < 1.1) | Prem. Elec. | 1 | 32 | 34
FU1LL | Fluorescent, (1) U-Tube, T-8 lamp | Electronic | 1 | 32 | 32
FU1LL-R | Fluorescent, (1) U-Tube, T-8 lamp, RLO (BF < 0.85) | Electronic | 1 | 31 | 27
FU1SE | Fluorescent, (1) U-Tube, STD lamp | Mag-ES | 1 | 40 | 43
FU1SS | Fluorescent, (1) U-Tube, ES Lamp | Mag-STD | 1 | 40 | 43
FU2EE | Fluorescent, (2) U-Tube, ES lamps | Mag-ES | 2 | 35 | 72
FU2EL | Fluorescent (2) 48" U-bent ES lamps, Electronic ballast, NLO (0.85 < BF < 0.95) | Electronic | 2 | 34 | 63
FU2ES | Fluorescent, (2) U-Tube, ES lamps | Mag-STD | 1 | 35 | 72
FU2ILL | Fluorescent, (2) U-Tube, T-8 lamps, Instant Start Ballast | Electronic | 2 | 32 | 59
FU2ILL/T4 | Fluorescent, (2) U-Tube, T-8 lamps, Instant Start Ballast, Tandem 4-lamp ballast | Electronic | 2 | 32 | 56
FU2ILL/T4-R | Fluorescent, (2) U-Tube, T-8 lamps, Instant Start Ballast, RLO, Tandem 4-lamp ballast | Electronic | 2 | 32 | 49
FU2ILL-H | Fluorescent, (2) U-Tube, T-8 lamps, Instant Start HLO Ballast | Electronic | 2 | 32 | 65
FU2ILL-R | Fluorescent, (2) U-Tube, T-8 lamps, Instant Start RLO Ballast | Electronic | 2 | 32 | 52
FU2ILU | Fluorescent, (2) 6" spacing U-Tube, T-8 lamps, IS Ballast, NLO (0.85 < BF < 0.95) | Prem. Elec. | 2 | 32 | 55
FU2ILU-R | Fluorescent, (2) 6" spacing U-Tube, T-8 lamps, IS Ballast, RLO (BF < 0.85) | Prem. Elec. | 2 | 32 | 48
FU2ILU-V | Fluorescent, (2) 6" spacing U-Tube, T-8 lamps, IS Ballast, VHLO (BF > 1.1) | Prem. Elec. | 2 | 32 | 73
FU2LL | Fluorescent, (2) U-Tube, T-8 lamps | Electronic | 2 | 32 | 60
FU2LL/T2 | Fluorescent, (2) U-Tube, T-8 lamps, Tandem 4-lamp ballast | Electronic | 2 | 32 | 59
FU2LL-R | Fluorescent, (2) U-Tube, T-8 lamps, RLO (BF < 0.85) | Electronic | 2 | 31 | 54
FU2SE | Fluorescent, (2) U-Tube, STD lamps | Mag-ES | 2 | 40 | 72
FU2SL | Fluorescent (2) 48" U-bent Standard lamps, Electronic ballast, NLO (0.85 < BF < 0.95) | Electronic | 2 | 40 | 63
FU2SS | Fluorescent, (1) U-Tube, STD lamp, STD Mag Ballast | Mag-STD | 2 | 40 | 72
FU3EE | Fluorescent, (3) U-Tube, ES lamps | Mag-ES | 3 | 35 | 115
H | Incand_Halogen
H100/1 | Halogen Incandescent, (1) 100W lamp |  | 1 | 100 | 100
H150/1 | Halogen Incandescent, (1) 150W lamp |  | 1 | 150 | 150
H250/1 | Halogen Incandescent, (1) 250W lamp |  | 1 | 250 | 250
H300/1 | Halogen Incandescent, (1) 300W lamp |  | 1 | 300 | 300
H35/1 | Halogen Incandescent, (1) 35W lamp |  | 1 | 35 | 35
H42/1 | Halogen Incandescent, (1) 42W lamp |  | 1 | 42 | 42
H45/1 | Halogen Incandescent, (1) 45W lamp |  | 1 | 45 | 45
H50/1 | Halogen Incandescent, (1) 50W lamp |  | 1 | 50 | 50
H500/1 | Halogen Incandescent, (1) 500W lamp |  | 1 | 500 | 500
H52/1 | Halogen Incandescent, (1) 52W lamp |  | 1 | 52 | 52
H55/1 | Halogen Incandescent, (1) 55W lamp |  | 1 | 55 | 55
H60/1 | Halogen Incandescent, (1) 60W lamp |  | 1 | 60 | 60
H72/1 | Halogen Incandescent, (1) 72W lamp |  | 1 | 72 | 72
H75/1 | Halogen Incandescent, (1) 75W lamp |  | 1 | 75 | 75
H90/1 | Halogen Incandescent, (1) 90W lamp |  | 1 | 90 | 90
HLV50/1 | Halogen, (1) Low Voltage MR16 lamp |  | 1 | 50 | 60
HPS | HP_Sodium
HPS100/1 | High Pressure Sodium, (1) 100W lamp |  | 1 | 100 | 138
HPS1000/1 | High Pressure Sodium, (1) 1000W lamp |  | 1 | 1000 | 1100
HPS150/1 | High Pressure Sodium, (1) 150W lamp |  | 1 | 150 | 188
HPS200/1 | High Pressure Sodium, (1) 200W lamp |  | 1 | 200 | 250
HPS250/1 | High Pressure Sodium, (1) 250W lamp |  | 1 | 250 | 295
HPS310/1 | High Pressure Sodium, (1) 310W lamp |  | 1 | 310 | 365
HPS35/1 | High Pressure Sodium, (1) 35W lamp |  | 1 | 35 | 46
HPS360/1 | High Pressure Sodium, (1) 360W lamp |  | 1 | 360 | 414
HPS400/1 | High Pressure Sodium, (1) 400W lamp |  | 1 | 400 | 465
HPS50/1 | High Pressure Sodium, (1) 50W lamp |  | 1 | 50 | 66
HPS70/1 | High Pressure Sodium, (1) 70W lamp |  | 1 | 70 | 95
I | Incand_Standard
I100/1 | Incandescent, (1) 100W lamp |  | 1 | 100 | 100
I1000/1 | Incandescent, (1) 1000W lamp |  | 1 | 1000 | 1000
I100E/1 | Incandescent, (1) 100W ES lamp |  | 1 | 90 | 90
I100EL/1 | Incandescent, (1) 100W ES/LL lamp |  | 1 | 90 | 90
I110/1 | Incandescent, (1) 110W lamp |  | 1 | 110 | 110
I116/1 | Incandescent, (1) 116W lamp |  | 1 | 116 | 116
I120/1 | Incandescent, (1) 120W lamp |  | 1 | 120 | 120
I120/1 | Incandescent, (1) 120W lamp |  | 1 | 120 | 120
I125/1 | Incandescent, (1) 125W lamp |  | 1 | 125 | 125
I130/1 | Incandescent, (1) 130W lamp |  | 1 | 130 | 130
I135/1 | Incandescent, (1) 135W lamp |  | 1 | 135 | 135
I15/1 | Incandescent, (1) 15W lamp |  | 1 | 15 | 15
I150/1 | Incandescent, (1) 150W lamp |  | 1 | 150 | 150
I1500/1 | Incandescent, (1) 1500W lamp |  | 1 | 1500 | 1500
I150E/1 | Incandescent, (1) 150W ES lamp |  | 1 | 135 | 135
I150EL/1 | Incandescent, (1) 150W ES/LL lamp |  | 1 | 135 | 135
I160/1 | Incandescent, (1) 160W lamp |  | 1 | 160 | 160
I170/1 | Incandescent, (1) 170W lamp |  | 1 | 170 | 170
I20/1 | Incandescent, (1) 20W lamp |  | 1 | 20 | 20
I200/1 | Incandescent, (1) 200W lamp |  | 1 | 200 | 200
I2000/1 | Incandescent, (1) 2000W lamp |  | 1 | 2000 | 2000
I200L/1 | Incandescent, (1) 200W LL lamp |  | 1 | 200 | 200
I25/1 | Incandescent, (1) 25W lamp |  | 1 | 25 | 25
I250/1 | Incandescent, (1) 250W lamp |  | 1 | 250 | 250
I30/1 | Incandescent, (1) 30W lamp |  | 1 | 30 | 30
I300/1 | Incandescent, (1) 300W lamp |  | 1 | 300 | 300
I34/1 | Incandescent, (1) 34W lamp |  | 1 | 34 | 34
I36/1 | Incandescent, (1) 36W lamp |  | 1 | 36 | 36
I40/1 | Incandescent, (1) 40W lamp |  | 1 | 40 | 40
I400/1 | Incandescent, (1) 400W lamp |  | 1 | 400 | 400
I40E/1 | Incandescent, (1) 40W ES lamp |  | 1 | 34 | 34
I40EL/1 | Incandescent, (1) 40W ES/LL lamp |  | 1 | 34 | 34
I42/1 | Incandescent, (1) 42W lamp |  | 1 | 42 | 42
I45/1 | Incandescent, (1) 45W lamp |  | 1 | 45 | 45
I50/1 | Incandescent, (1) 50W lamp |  | 1 | 50 | 50
I500/1 | Incandescent, (1) 500W lamp |  | 1 | 500 | 500
I52/1 | Incandescent, (1) 52W lamp |  | 1 | 52 | 52
I54/1 | Incandescent, (1) 54W lamp |  | 1 | 54 | 54
I55/1 | Incandescent, (1) 55W lamp |  | 1 | 55 | 55
I60/1 | Incandescent, (1) 60W lamp |  | 1 | 60 | 60
I60E/1 | Incandescent, (1) 60W ES lamp |  | 1 | 52 | 52
I60EL/1 | Incandescent, (1) 60W ES/LL lamp |  | 1 | 52 | 52
I65/1 | Incandescent, (1) 65W lamp |  | 1 | 65 | 65
I67/1 | Incandescent, (1) 67W lamp |  | 1 | 67 | 67
I69/1 | Incandescent, (1) 69W lamp |  | 1 | 69 | 69
I7.5/1 | Tungsten exit light, (1) 7.5 W lamp, used in night light application |  | 1 | 7.5 | 8
I72/1 | Incandescent, (1) 72W lamp |  | 1 | 72 | 72
I75/1 | Incandescent, (1) 75W lamp |  | 1 | 75 | 75
I750/1 | Incandescent, (1) 750W lamp |  | 1 | 750 | 750
I75E/1 | Incandescent, (1) 75W ES lamp |  | 1 | 67 | 67
I75EL/1 | Incandescent, (1) 75W ES/LL lamp |  | 1 | 67 | 67
I80/1 | Incandescent, (1) 80W lamp |  | 1 | 80 | 80
I85/1 | Incandescent, (1) 85W lamp |  | 1 | 85 | 85
I90/1 | Incandescent, (1) 90W lamp |  | 1 | 90 | 90
I93/1 | Incandescent, (1) 93W lamp |  | 1 | 93 | 93
I95/1 | Incandescent, (1) 95W lamp |  | 1 | 95 | 95
MH | Metal_Halide
MH100/1 | Metal Halide, (1) 100W lamp, Magnetic ballast | Magnetic | 1 | 100 | 127
MH100/1-L | Metal Halide, (1) 100W lamp | Electronic | 1 | 100 | 109.8333
MH1000/1 | Metal Halide, (1) 1000W lamp, Magnetic ballast | Magnetic | 1 | 1000 | 1077
MH125/1 | Metal Halide, (1) 125W lamp, Magnetic ballast | Magnetic | 1 | 125 | 150
MH150/1 | Metal Halide, (1) 150W lamp, Magnetic ballast | Magnetic | 1 | 150 | 184
MH150/1-L | Metal Halide, (1) 150W lamp | Electronic | 1 | 150 | 163
MH1500/1 | Metal Halide, (1) 1500W lamp, Magnetic ballast | Magnetic | 1 | 1500 | 1608
MH175/1 | Metal Halide, (1) 175W lamp, Magnetic ballast | Magnetic | 1 | 175 | 209
MH175/1-L | Metal Halide, (1) 175W lamp | Electronic | 1 | 175 | 191
MH20/1-L | Metal Halide, (1) 20W lamp | Electronic | 1 | 20 | 24
MH200/1 | Metal Halide, (1) 200W lamp, Magnetic ballast | Magnetic | 1 | 200 | 232
MH200/1-L | Metal Halide, (1) 200W lamp | Electronic | 1 | 200 | 216
MH22/1-L | Metal Halide, (1) 22W lamp | Electronic | 1 | 22 | 26
MH250/1 | Metal Halide, (1) 250W lamp, Magnetic ballast | Magnetic | 1 | 250 | 291
MH250/1-L | Metal Halide, (1) 250W lamp | Electronic | 1 | 250 | 266.5
MH32/1 | Metal Halide, (1) 32W lamp, Magnetic ballast | Magnetic | 1 | 32 | 42
MH320/1 | Metal Halide, (1) 320W lamp, Magnetic ballast | Magnetic | 1 | 320 | 367
MH320/1-L | Metal Halide, (1) 320W lamp | Electronic | 1 | 320 | 341
MH350/1 | Metal Halide, (1) 350W lamp, Magnetic ballast | Magnetic | 1 | 350 | 395
MH350/1-L | Metal Halide, (1) 350W lamp | Electronic | 1 | 350 | 371
MH360/1 | Metal Halide, (1) 360W lamp, Magnetic ballast | Magnetic | 1 | 360 | 418
MH39/1 | Metal Halide, (1) 39W lamp, Magnetic ballast | Magnetic | 1 | 39 | 56
MH39/1-L | Metal Halide, (1) 39W lamp | Electronic | 1 | 35 | 44.5
MH400/1 | Metal Halide, (1) 400W lamp, Magnetic ballast | Magnetic | 1 | 400 | 456
MH400/1-L | Metal Halide, (1) 400W lamp | Electronic | 1 | 400 | 424.3333
MH450/1 | Metal Halide, (1) 450W lamp, Magnetic ballast | Magnetic | 1 | 450 | 507
MH450/1-L | Metal Halide, (1) 450W lamp | Electronic | 1 | 450 | 465
MH50/1 | Metal Halide, (1) 50W lamp, Magnetic ballast | Magnetic | 1 | 50 | 67
MH50/1-L | Metal Halide, (1) 50W lamp | Electronic | 1 | 50 | 56.3333
MH70/1 | Metal Halide, (1) 70W lamp, Magnetic ballast | Magnetic | 1 | 70 | 94
MH70/1-L | Metal Halide, (1) 70W lamp | Electronic | 1 | 70 | 78
MH750/1 | Metal Halide, (1) 750W lamp, Magnetic ballast | Magnetic | 1 | 750 | 814
MV | Mercury_Vapor
MV100/1 | Mercury Vapor, (1) 100W lamp |  | 1 | 100 | 125
MV1000/1 | Mercury Vapor, (1) 1000W lamp |  | 1 | 1000 | 1075
MV160/1 | Mercury Vapor, Self-Ballasted, (1) 160W self-ballasted lamp |  | 1 | 160 | 160
MV175/1 | Mercury Vapor, (1) 175W lamp |  | 1 | 175 | 205
MV250/1 | Mercury Vapor, (1) 250W lamp |  | 1 | 250 | 290
MV40/1 | Mercury Vapor, (1) 40W lamp |  | 1 | 40 | 50
MV400/1 | Mercury Vapor, (1) 400W lamp |  | 1 | 400 | 455
MV50/1 | Mercury Vapor, (1) 50W lamp |  | 1 | 50 | 74
MV700/1 | Mercury Vapor, (1) 700W lamp |  | 1 | 700 | 780
MV75/1 | Mercury Vapor, (1) 75W lamp |  | 1 | 75 | 93
CFL | CFL_Fixtures
CFL1-13 | Interior CF 1L 13W Quad | Electronic | 1 | 13 | 15
CFL2-13 | Interior CF 2L 13W Quad | Electronic | 2 | 13 | 30
CFL1-23 | Interior CF 1L 23W Quad | Electronic | 1 | 23 | 26
CFL1-26 | Interior CF 1L 26W Quad | Electronic | 1 | 26 | 29
CFL1-32 | Interior CF 1L 32W Triple | Electronic | 1 | 32 | 34
CFL2-26 | Interior CF 2L 26W Quad | Electronic | 2 | 32 | 51
CFL2-32 | Interior CF 2L 32W Triple | Electronic | 2 | 32 | 62
CFL1-42 | Interior CF 1L 42W Triple | Electronic | 1 | 42 | 46
CFL2-42 | Interior CF 2L 42W Triple | Electronic | 2 | 42 | 93
CFL3-13 | Interior CF 3L 13W Quad | Electronic | 3 | 13 | 48
CFL1-57 | Interior CF 1L 57W Triple | Electronic | 1 | 62 | 59
TS | Traffic_Signals
TS12RedC | 12" Red Circle |  | 1 | 100 | 100
TS12GreenC | 12" Green Circle |  | 1 | 100 | 100
TS8RedC | 8" Red Circle |  | 1 | 90 | 90
TS8GreenC | 8" Green Circle |  | 1 | 90 | 90
TSPedSig | Pedestrian Signal |  | 1 | 85 | 85

## Replacement Fixture List
Replacement Lighting Fixtures
FIXTURE | FIXTURE |  | LAMP/ | WATT/ | WATT/ | LED
CODE | DESCRIPTION | BALLAST | FIXT | LAMP | FIXT | Induction
ECF | EXIT_Sign |  |  |  |  | Screw-in CFL
ELED2/1 | EXIT Sign, LED, (1) 2W lamp, Single Sided |  | 1 | 2 | 6 | Other
ELED2/2 | EXIT Sign, LED, (2) 2W lamps, Dual Sided |  | 2 | 2 | 9
ELED3 | EXIT Sign, LED, 3W |  | 1 | 3 | 3
ELED4 | EXIT Sign, LED, 4W |  | 1 | 4 | 4
HPT8 | HPT8_RWT8_Linear
HPT8(1-F032)LBF | Fluorescent, (1) 48", HPT8 32W lamp, Instant or Program Start Ballast, (< 0.85) | Electronic | 1 | 32 | 25
HPT8(1-F032)NBF | Fluorescent, (1) 48", HPT8 32W lamp, Instant or Program Start Ballast, (0.85 < BF < 0.95) | Electronic | 1 | 32 | 28
HPT8(1-F032)HBF | Fluorescent, (1) 48", HPT8 32W lamp, Instant or Program Start Ballast, (>/= 0.95) | Electronic | 1 | 32 | 38
HPT8(2-F032)LBF | Fluorescent, (2) 48", HPT8 32W lamp, Instant or Program Start Ballast, (< 0.85) | Electronic | 2 | 32 | 48
HPT8(2-F032)NBF | Fluorescent, (2) 48", HPT8 32W lamp, Instant or Program Start Ballast, (0.85 < BF < 0.95) | Electronic | 2 | 32 | 55
HPT8(2-F032)HBF | Fluorescent, (2) 48", HPT8 32W lamp, Instant or Program Start Ballast, (>/= 0.95) | Electronic | 2 | 32 | 74
HPT8(3-F032)LBF | Fluorescent, (3) 48", HPT8 32W lamp, Instant or Program Start Ballast, (< 0.85) | Electronic | 3 | 32 | 73
HPT8(3-F032)NBF | Fluorescent, (3) 48", HPT8 32W lamp, Instant or Program Start Ballast, (0.85 < BF < 0.95) | Electronic | 3 | 32 | 83
HPT8(3-F032)HBF | Fluorescent, (3) 48", HPT8 32W lamp, Instant or Program Start Ballast, (>/= 0.95) | Electronic | 3 | 32 | 111
HPT8(4-F032)LBF | Fluorescent, (4) 48", HPT8 32W lamp, Instant or Program Start Ballast, (< 0.85) | Electronic | 4 | 32 | 95
HPT8(4-F032)NBF | Fluorescent, (4) 48", HPT8 32W lamp, Instant or Program Start Ballast, (0.85 < BF < 0.95) | Electronic | 4 | 32 | 108
HPT8(4-F032)HBF | Fluorescent, (4) 48", HPT8 32W lamp, Instant or Program Start Ballast, (>/= 0.95) | Electronic | 4 | 32 | 144
HPT8(6-F032)LBF | Fluorescent, (6) 48", HPT8 32W lamp, Instant or Program Start Ballast, (< 0.85) | Electronic | 6 | 32 | 146
HPT8(6-F032)NBF | Fluorescent, (6) 48", HPT8 32W lamp, Instant or Program Start Ballast, (0.85 < BF < 0.95) | Electronic | 6 | 32 | 163
HPT8(6-F032)HBF | Fluorescent, (6) 48", HPT8 32W lamp, Instant or Program Start Ballast, (>/= 0.95) | Electronic | 6 | 32 | 222
HPT8(8-F032)LBF | Fluorescent, (8) 48", HPT8 32W lamp, Instant or Program Start Ballast, (< 0.85) | Electronic | 8 | 32 | 190
HPT8(8-F032)NBF | Fluorescent, (8) 48", HPT8 32W lamp, Instant or Program Start Ballast, (0.85 < BF < 0.95) | Electronic | 8 | 32 | 216
HPT8(8-F032)HBF | Fluorescent, (8) 48", HPT8 32W lamp, Instant or Program Start Ballast, (>/= 0.95) | Electronic | 8 | 32 | 288
RWT8(1-F028)LBF | Fluorescent, (1) 48", HPT8 28W lamp, Instant or Program Start Ballast, (< 0.85) | Electronic | 1 | 28 | 22
RWT8(1-F028)NBF | Fluorescent, (1) 48", HPT8 28W lamp, Instant or Program Start Ballast, (0.85 < BF < 0.95) | Electronic | 1 | 28 | 25
RWT8(1-F028)HBF | Fluorescent, (1) 48", HPT8 28W lamp, Instant or Program Start Ballast, (>/= 0.95) | Electronic | 1 | 28 | 33
RWT8(2-F028)LBF | Fluorescent, (2) 48", HPT8 28W lamp, Instant or Program Start Ballast, (< 0.85) | Electronic | 2 | 28 | 42
RWT8(2-F028)NBF | Fluorescent, (2) 48", HPT8 28W lamp, Instant or Program Start Ballast, (0.85 < BF < 0.95) | Electronic | 2 | 28 | 48
RWT8(2-F028)HBF | Fluorescent, (2) 48", HPT8 28W lamp, Instant or Program Start Ballast, (>/= 0.95) | Electronic | 2 | 28 | 65
RWT8(3-F028)LBF | Fluorescent, (3) 48", HPT8 28W lamp, Instant or Program Start Ballast, (< 0.85) | Electronic | 3 | 28 | 63
RWT8(3-F028)NBF | Fluorescent, (3) 48", HPT8 28W lamp, Instant or Program Start Ballast, (0.85 < BF < 0.95) | Electronic | 3 | 28 | 72
RWT8(3-F028)HBF | Fluorescent, (3) 48", HPT8 28W lamp, Instant or Program Start Ballast, (>/= 0.95) | Electronic | 3 | 28 | 98
RWT8(4-F028)LBF | Fluorescent, (4) 48", HPT8 28W lamp, Instant or Program Start Ballast, (< 0.85) | Electronic | 4 | 28 | 84
RWT8(4-F028)NBF | Fluorescent, (4) 48", HPT8 28W lamp, Instant or Program Start Ballast, (0.85 < BF < 0.95) | Electronic | 4 | 28 | 95
RWT8(4-F028)HBF | Fluorescent, (4) 48", HPT8 28W lamp, Instant or Program Start Ballast, (>/= 0.95) | Electronic | 4 | 28 | 127
RWT8(1-F025)LBF | Fluorescent, (1) 48", HPT8 25W lamp, Instant or Program Start Ballast, (< 0.85) | Electronic | 1 | 25 | 22
RWT8(1-F025)NBF | Fluorescent, (1) 48", HPT8 25W lamp, Instant or Program Start Ballast, (0.85 < BF < 0.95) | Electronic | 1 | 25 | 25
RWT8(1-F025)HBF | Fluorescent, (1) 48", HPT8 25W lamp, Instant or Program Start Ballast, (>/= 0.95) | Electronic | 1 | 25 | 33
RWT8(2-F025)LBF | Fluorescent, (2) 48", HPT8 25W lamp, Instant or Program Start Ballast, (< 0.85) | Electronic | 2 | 25 | 42
RWT8(2-F025)NBF | Fluorescent, (2) 48", HPT8 25W lamp, Instant or Program Start Ballast, (0.85 < BF < 0.95) | Electronic | 2 | 25 | 48
RWT8(2-F025)HBF | Fluorescent, (2) 48", HPT8 25W lamp, Instant or Program Start Ballast, (>/= 0.95) | Electronic | 2 | 25 | 65
RWT8(3-F025)LBF | Fluorescent, (3) 48", HPT8 25W lamp, Instant or Program Start Ballast, (< 0.85) | Electronic | 3 | 25 | 63
RWT8(3-F025)NBF | Fluorescent, (3) 48", HPT8 25W lamp, Instant or Program Start Ballast, (0.85 < BF < 0.95) | Electronic | 3 | 25 | 72
RWT8(3-F025)HBF | Fluorescent, (3) 48", HPT8 25W lamp, Instant or Program Start Ballast, (>/= 0.95) | Electronic | 3 | 25 | 98
RWT8(4-F025)LBF | Fluorescent, (4) 48", HPT8 25W lamp, Instant or Program Start Ballast, (< 0.85) | Electronic | 4 | 25 | 84
RWT8(4-F025)NBF | Fluorescent, (4) 48", HPT8 25W lamp, Instant or Program Start Ballast, (0.85 < BF < 0.95) | Electronic | 4 | 25 | 95
RWT8(4-F025)HBF | Fluorescent, (4) 48", HPT8 25W lamp, Instant or Program Start Ballast, (>/= 0.95) | Electronic | 4 | 25 | 127
FT8 | Fluor_T8_Linear
F21ILL-R | Fluorescent, (1) 24", T-8 lamp, Instant Start Ballast, RLO (BF< 0.85) | Electronic | 1 | 17 | 17
F21ILU | Fluorescent, (1) 24", T-8 lamp, Instant Start Ballast, NLO (0.85 < BF < 0.95) | Prem. Elec. | 1 | 17 | 17
F21ILU-R | Fluorescent, (1) 24", T-8 lamp, Instant Start Ballast, RLO (BF< 0.85) | Prem. Elec. | 1 | 17 | 15
F21ILU-V | Fluorescent, (1) 24", T-8 lamps, Instant Start Ballast, VHLO ( BF > 1.1) | Prem. Elec. | 1 | 17 | 22
F21LL | Fluorescent, (1) 24", T-8 lamp, Rapid Start Ballast, NLO (0.85 < BF < 0.95) | Electronic | 1 | 17 | 16
F21LL-R | Fluorescent, (1) 24", T-8 lamp, Rapid Start Ballast, RLO (BF< 0.85) | Electronic | 1 | 17 | 15
F21SL | Fluorescent, (1) 24", T-8 lamp, Standard Ballast | Mag-STD | 1 | 17 | 24
F22ILL | Fluorescent, (2) 24", T-8 lamps, Instant Start Ballast, NLO (0.85 < BF < 0.95) | Electronic | 2 | 17 | 33
F22ILL-R | Fluorescent, (2) 24", T-8 lamps, Instant Start Ballast, RLO (BF< 0.85) | Electronic | 2 | 17 | 30
F22ILU | Fluorescent, (2) 24", T-8 lamps, Instant Start Ballast, NLO (0.85 < BF < 0.95) | Prem. Elec. | 2 | 17 | 30
F22ILU-R | Fluorescent, (2) 24", T-8 lamps, Instant Start Ballast, RLO (BF< 0.85) | Prem. Elec. | 2 | 17 | 27
F22ILU-V | Fluorescent, (2) 24", T-8 lamps, Instant Start Ballast, VHLO ( BF > 1.1) | Prem. Elec. | 2 | 17 | 41
F22LL | Fluorescent, (2) 24", T-8 lamps, Rapid Start Ballast, NLO (0.85 < BF < 0.95) | Electronic | 2 | 17 | 31
F22LL-R | Fluorescent, (2) 24", T-8 lamps, Rapid Start Ballast, RLO (BF< 0.85) | Electronic | 2 | 17 | 28
F23ILL | Fluorescent, (3) 24", T-8 lamps, Instant Start Ballast, NLO (0.85 < BF < 0.95) | Electronic | 3 | 17 | 47
F23ILL-H | Fluorescent, (3) 24", T-8 lamps, Instant Start Ballast, HLO (0.95 < BF < 1.1) | Electronic | 3 | 17 | 51
F23ILL-R | Fluorescent, (3) 24", T-8 lamps, Instant Start Ballast, RLO (BF< 0.85) | Electronic | 3 | 17 | 41
F23ILU | Fluorescent, (3) 24", T-8 lamps, Instant Start Ballast, NLO (0.85 < BF < 0.95) | Prem. Elec. | 3 | 17 | 45
F23ILU-R | Fluorescent, (3) 24", T-8 lamps, Instant Start Ballast, RLO (BF< 0.85) | Prem. Elec. | 3 | 17 | 40
F23ILU-V | Fluorescent, (3) 24", T-8 lamps, Instant Start Ballast, VHLO ( BF > 1.1) | Prem. Elec. | 3 | 17 | 59
F23LL | Fluorescent, (3) 24", T-8 lamps, Rapid Start Ballast, NLO (0.85 < BF < 0.95) | Electronic | 3 | 17 | 52
F23LL-R | Fluorescent, (3) 24", T-8 lamps, Rapid Start Ballast, RLO (BF< 0.85) | Electronic | 3 | 17 | 41
F24ILL | Fluorescent, (4) 24", T-8 lamps, Instant Start Ballast, NLO (0.85 < BF < 0.95) | Electronic | 4 | 17 | 59
F24ILL-R | Fluorescent, (4) 24", T-8 lamps, Instant Start Ballast, RLO (BF< 0.85) | Electronic | 4 | 17 | 53
F24ILU | Fluorescent, (4) 24", T-8 lamps, Instant Start Ballast, NLO (0.85 < BF < 0.95) | Prem. Elec. | 4 | 17 | 57
F24ILU-R | Fluorescent, (4) 24", T-8 lamps, Instant Start Ballast, RLO (BF< 0.85) | Prem. Elec. | 4 | 17 | 52
F24LL | Fluorescent, (4) 24", T-8 lamps, Rapid Start Ballast, NLO (0.85 < BF < 0.95) | Electronic | 4 | 17 | 68
F24LL-R | Fluorescent, (4) 24", T-8 lamps, Rapid Start Ballast, RLO (BF< 0.85) | Electronic | 4 | 17 | 57
F31ILL | Fluorescent, (1) 36", T-8 lamp, Instant Start Ballast, NLO (0.85 < BF < 0.95) | Electronic | 1 | 25 | 26
F31ILL-H | Fluorescent, (1) 36", T-8 lamp, Instant Start Ballast, HLO (0.95 < BF < 1.1) | Electronic | 1 | 25 | 28
F31ILL-R | Fluorescent, (1) 36", T-8 lamp, Instant Start Ballast, RLO (BF< 0.85) | Electronic | 1 | 25 | 22
F31ILU | Fluorescent, (1) 36", T-8 lamp, Instant Start Ballast, NLO (0.85 < BF < 0.95) | Prem. Elec. | 1 | 25 | 23
F31ILU-R | Fluorescent, (1) 36", T-8 lamp, Instant Start Ballast, RLO (BF< 0.85) | Prem. Elec. | 1 | 25 | 20
F31LL | Fluorescent, (1) 36", T-8 lamp, Rapid Start Ballast, NLO (0.85 < BF < 0.95) | Electronic | 1 | 25 | 24
F31LL-H | Fluorescent, (1) 36", T-8 lamp, Rapid Start Ballast, HLO (0.95 < BF < 1.1) | Electronic | 1 | 25 | 26
F31LL-R | Fluorescent, (1) 36", T-8 lamp, Rapid Start Ballast, RLO (BF< 0.85) | Electronic | 1 | 25 | 23
F32ILL | Fluorescent, (2) 36", T-8 lamps, Instant Start Ballast, NLO (0.85 < BF < 0.95) | Electronic | 2 | 25 | 46
F32ILL/2-R | Fluorescent, (2) 36", T-8 lamps, (2) Instant Start Ballasts, RLO (BF< 0.85) | Electronic | 2 | 25 | 44
F32ILL-H | Fluorescent, (2) 36", T-8 lamps, Instant Start Ballast, HLO (0.95 < BF < 1.1) | Electronic | 2 | 25 | 52
F32ILL-R | Fluorescent, (2) 36", T-8 lamps, Instant Start Ballast, RLO (BF< 0.85) | Electronic | 2 | 25 | 42
F32ILU | Fluorescent, (2) 36", T-8 lamps, Instant Start Ballast, NLO (0.85 < BF < 0.95) | Prem. Elec. | 2 | 25 | 44
F32ILU-R | Fluorescent, (2) 36", T-8 lamps, Instant Start Ballast, RLO (BF< 0.85) | Prem. Elec. | 2 | 25 | 39
F32LL | Fluorescent, (2) 36", T-8 lamps, Rapid Start Ballast, NLO (0.85 < BF < 0.95) | Electronic | 2 | 25 | 46
F32LL-H | Fluorescent, (2) 36", T-8 lamps, Rapid Start Ballast, HLO (0.95 < BF < 1.1) | Electronic | 2 | 25 | 50
F32LL-R | Fluorescent, (2) 36", T-8 lamps, Rapid Start Ballast, RLO (BF< 0.85) | Electronic | 2 | 25 | 42
F32LL-V | Fluorescent, (2) 36", T-8 lamps, Rapid Start Ballast, VHLO (BF > 1.1) | Electronic | 2 | 25 | 70
F33ILL | Fluorescent, (3) 36", T-8 lamps, Instant Start Ballast, NLO (0.85 < BF < 0.95) | Electronic | 3 | 25 | 68
F33ILL-R | Fluorescent, (3) 36", T-8 lamps, Instant Start Ballast, RLO (BF< 0.85) | Electronic | 3 | 25 | 61
F33ILU | Fluorescent, (3) 36", T-8 lamps, Instant Start Ballast, NLO (0.85 < BF < 0.95) | Prem. Elec. | 3 | 25 | 65
F33ILU-R | Fluorescent, (3) 36", T-8 lamps, Instant Start Ballast, RLO (BF< 0.85) | Prem. Elec. | 3 | 25 | 58
F33LL | Fluorescent, (3) 36", T-8 lamps, Rapid Start Ballast, NLO (0.85 < BF < 0.95) | Electronic | 3 | 25 | 72
F33LL-R | Fluorescent, (3) 36", T-8 lamps, Rapid Start Ballast, RLO (BF< 0.85) | Electronic | 3 | 25 | 62
F34ILL | Fluorescent, (4) 36", T-8 lamps, Instant Start Ballast, NLO (0.85 < BF < 0.95) | Electronic | 4 | 25 | 88
F34ILL/2-R | Fluorescent, (4) 36", T-8 lamps, (2) Instant Start Ballasts, RLO (BF< 0.85) | Electronic | 4 | 25 | 84
F34ILL-R | Fluorescent, (4) 36", T-8 lamps, Instant Start Ballast, RLO (BF< 0.85) | Electronic | 4 | 25 | 78
F34ILU | Fluorescent, (4) 36", T-8 lamps, Instant Start Ballast, NLO (0.85 < BF < 0.95) | Prem. Elec. | 4 | 25 | 86
F34ILU-R | Fluorescent, (4) 36", T-8 lamps, Instant Start Ballast, RLO (BF< 0.85) | Prem. Elec. | 4 | 25 | 77
F34LL | Fluorescent, (4) 36", T-8 lamps, Rapid Start Ballast, NLO (0.85 < BF < 0.95) | Electronic | 4 | 25 | 89
F34LL-R | Fluorescent, (4) 36", T-8 lamps, Rapid Start Ballast, RLO (BF< 0.85) | Electronic | 4 | 25 | 84
F36ILL/2 | Fluorescent, (6) 36", T-8 lamps, (2) Instant Start Ballasts, NLO (0.85 < BF < 0.95) | Electronic | 6 | 25 | 135
F36ILL/2-R | Fluorescent, (6) 36", T-8 lamps, (2) Instant Start Ballasts, RLO (BF< 0.85) | Electronic | 6 | 25 | 121
F41GLL | Fluorescent (1) 48" T-8 lamp, Prog. Start or PRS Ballast, NLO (0.85 < BF < 0.95) | PRS Elec. | 1 | 32 | 30
F41GLL-R | Fluorescent (1) 48" T-8 lamp, Prog. Start or PRS Ballast, RLO (BF< 0.85) | PRS Elec. | 1 | 32 | 25
F41GNLL | Fluorescent (1) 48" T-8 @ 25W lamp, Prog. Start or PRS Ballast, NLO (0.85 < BF < 0.95) | PRS Elec. | 1 | 25 | 24
F41GNLL-R | Fluorescent (1) 48" T-8 @ 25W lamp, Prog. Start or PRS Ballast, RLO (BF< 0.85) | PRS Elec. | 1 | 25 | 21
F41GRLL | Fluorescent (1) 48" T-8 @ 28W lamp, Prog. Start or PRS Ballast, NLO (0.85 < BF < 0.95) | PRS Elec. | 1 | 28 | 26
F41GRLL-R | Fluorescent (1) 48" T-8 @ 28W lamp, Prog. Start or PRS Ballast, RLO (BF< 0.85) | PRS Elec. | 1 | 28 | 22
F41ILL | Fluorescent, (1) 48", T-8 lamp, Instant Start Ballast, NLO (0.85 < BF < 0.95) | Electronic | 1 | 32 | 31
F41ILL-H | Fluorescent, (1) 48", T-8 lamp, Instant Start Ballast, HLO (0.95 < BF < 1.1) | Electronic | 1 | 32 | 36
F41ILL-R | Fluorescent, (1) 48", T-8 lamp, Instant Start Ballast, RLO (BF< 0.85) | Electronic | 1 | 32 | 27
F41ILU | Fluorescent, (1) 48", T-8 lamp, Instant Start Ballast, NLO (0.85 < BF < 0.95) | Prem. Elec. | 1 | 32 | 28
F41ILU-H | Fluorescent, (1) 48", T-8 lamp, Instant Start Ballast, HLO (0.95 < BF < 1.1) | Prem. Elec. | 1 | 32 | 35
F41ILU-R | Fluorescent, (1) 48", T-8 lamp, Instant Start Ballast, RLO (BF< 0.85) | Prem. Elec. | 1 | 32 | 25
F41INLU | Fluorescent, (1), T-8 @ 25W lamp, Instant Start Ballast, NLO (0.85 < BF < 0.95) | Prem. Elec. | 1 | 25 | 23
F41INLU-R | Fluorescent, (1), T-8 @ 25W lamp, Instant Start Ballast, RLO (BF< 0.85) | Prem. Elec. | 1 | 25 | 21
F41INLU-V | Fluorescent, (1), T-8 @ 25W lamp, Instant Start Ballast, VHLO (BF > 1.1) | Prem. Elec. | 1 | 25 | 32
F41IRLL | Fluorescent, (1) 48", T-8 @ 28W lamp, Instant Start Ballast, NLO (0.85 < BF < 0.95) | Electronic | 1 | 28 | 27
F41IRLL-V | Fluorescent, (1) 48" T-8 @ 28W lamp, Instant Start Ballast, VHLO (BF > 1.1) | Electronic | 1 | 28 | 35
F41IRLU | Fluorescent, (1), T-8 @ 28W lamp, Instant Start Ballast, NLO (0.85 < BF < 0.95) | Prem. Elec. | 1 | 28 | 25
F41IRLU-R | Fluorescent, (1), T-8 @ 28W lamp, Instant Start Ballast, RLO (BF< 0.85) | Prem. Elec. | 1 | 28 | 22
F41IRLU-V | Fluorescent, (1), T-8 @ 28W lamp, Instant Start Ballast, VHLO (BF > 1.1) | Prem. Elec. | 1 | 28 | 33
F41LL | Fluorescent, (1) 48", T-8 lamp, Rapid Start Ballast, NLO (0.85 < BF < 0.95) | Electronic | 1 | 32 | 32
F41LL-H | Fluorescent, (1) 48", T-8 lamp, Rapid Start Ballast, HLO (0.95 < BF < 1.1) | Electronic | 1 | 32 | 39
F41LL-R | Fluorescent, (1) 48", T-8 lamp, Rapid Start Ballast, RLO (BF< 0.85) | Electronic | 1 | 32 | 27
F42GLL | Fluorescent (2) 48" T-8 lamps, Prog. Start or PRS Ballast, NLO (0.85 < BF < 0.95) | PRS Elec. | 2 | 32 | 59
F42GLL-R | Fluorescent (2) 48" T-8 lamps, Prog. Start or PRS Ballast, RLO (BF < 0.85) | PRS Elec. | 2 | 32 | 47
F42GLL-V | Fluorescent, (2) 48" T-8 lamps, Prog. Start or PRS Ballast, VHLO (BF > 1.1) | Electronic | 2 | 32 | 74
F42GNLL | Fluorescent (2) 48" T-8 @ 25W lamps, Prog. Start or PRS Ballast, NLO (0.85 < BF < 0.95) | PRS Elec. | 2 | 25 | 44
F42GNLL-R | Fluorescent (2) 48" T-8 @ 25W lamps, Prog. Start or PRS Ballast, RLO (BF< 0.85) | PRS Elec. | 2 | 25 | 38
F42GRLL | Fluorescent (2) 48" T-8 @ 28W lamps, Prog. Start or PRS Ballast, NLO (0.85 < BF < 0.95) | PRS Elec. | 2 | 28 | 49
F42GRLL-R | Fluorescent (2) 48" T-8 @ 28W lamps, Prog. Start or PRS Ballast, RLO (BF< 0.85) | PRS Elec. | 2 | 28 | 40
F42ILL | Fluorescent, (2) 48", T-8 lamps, Instant Start Ballast, NLO (0.85 < BF < 0.95) | Electronic | 2 | 32 | 58
F42ILL/2 | Fluorescent, (2) 48", T-8 lamps, (2) 1-lamp Instant Start Ballast, NLO (0.85 < BF < 0.95) | Electronic | 2 | 32 | 62
F42ILL/2-R | Fluorescent, (2) 48" T-8 lamps, (2) 1-lamp Instant Start Ballasts, RLO (BF< 0.85) | Electronic | 2 | 32 | 54
F42ILL-H | Fluorescent, (2) 48", T-8 lamp, Instant Start Ballast, HLO (0.95 < BF < 1.1) | Electronic | 2 | 32 | 66
F42ILL-R | Fluorescent, (2) 48", T-8 lamps, Instant Start Ballast, RLO (BF< 0.85) | Electronic | 2 | 32 | 51
F42ILL-V | Fluorescent, (2) 48", T-8 lamps, Instant Start Ballast, VHLO (BF > 1.1) | Electronic | 2 | 32 | 77
F42ILU | Fluorescent, (2) 48", T-8 lamps, Instant Start Ballast, NLO (0.85 < BF < 0.95) | Prem. Elec. | 2 | 32 | 54
F42ILU-R | Fluorescent, (2) 48", T-8 lamps, Instant Start, RLO (BF< 0.85) | Prem. Elec. | 2 | 32 | 48
F42ILU-V | Fluorescent, (2) 48", T-8 lamps, Instant Start, VHLO (BF> 1.1) | Prem. Elec. | 2 | 32 | 73
F42INLL | Fluorescent, (2) 48", T-8 @ 25W lamps, Instant Start Ballast, NLO (0.85 < BF < 0.95) | Electronic | 2 | 25 | 46
F42INLL-V | Fluorescent, (2) 48" T-8 @ 25W lamps, Instant Start Ballast, VHLO (BF > 1.1) | Electronic | 2 | 25 | 65
F42INLU | Fluorescent, (2), T-8 @ 25W lamps, Instant Start Ballast, NLO (0.85 < BF < 0.95) | Prem. Elec. | 2 | 25 | 43
F42INLU-R | Fluorescent (2) 48" T8 @ 25W lamps, Instant Start Ballast, RLO (BF< 0.85) | Prem. Elec. | 2 | 25 | 38
F42INLU-V | Fluorescent, (2) 48", T-8 @ 25W lamps, Instant Start Ballast, VHLO (BF > 1.1) | Prem. Elec. | 2 | 25 | 60
F42IRLL | Fluorescent, (2) 48", T-8 @ 28W lamps, Instant Start Ballast, NLO (0.85 < BF < 0.95) | Electronic | 2 | 28 | 52
F42IRLL-V | Fluorescent, (2) 48" T-8 @ 28W lamps, Instant Start Ballast, VHLO (BF > 1.1) | Electronic | 2 | 28 | 68
F42IRLU | Fluorescent, (2), T-8 @ 28W lamps, Instant Start Ballast, NLO (0.85 < BF < 0.95) | Prem. Elec. | 2 | 28 | 48
F42IRLU-R | Fluorescent, (2) 48", T-8 @ 28W lamps, Instant Start Ballast, RLO (BF< 0.85) | Prem. Elec. | 2 | 28 | 43
F42IRLU-V | Fluorescent, (2) 48", T-8 @ 28W lamps, Instant Start Ballast, VHLO (BF > 1.1) | Prem. Elec. | 2 | 28 | 65
F42LL | Fluorescent, (2) 48", T-8 lamps, Rapid Start Ballast, NLO (0.85 < BF < 0.95) | Electronic | 2 | 32 | 60
F42LL/2 | Fluorescent, (2) 48", T-8 lamps, (2) 1-lamp Rapid Start Ballasts, NLO (0.85 < BF < 0.95) | Electronic | 2 | 32 | 64
F42LL-H | Fluorescent, (2) 48", T-8 lamp, Rapid Start Ballast, HLO (0.95 < BF < 1.1) | Electronic | 2 | 32 | 70
F42LL-R | Fluorescent, (2) 48", T-8 lamp, Rapid Start Ballast, RLO (BF< 0.85) | Electronic | 2 | 32 | 54
F42LL-V | Fluorescent, (2) 48", T-8 lamp, Rapid Start Ballast, VHLO (BF > 1.1) | Electronic | 2 | 32 | 85
F43GLL | Fluorescent (3) 48" T-8 lamps, Prog. Start or PRS Ballast, NLO (0.85 < BF < 0.95) | PRS Elec. | 3 | 32 | 88
F43GLL-R | Fluorescent (3) 48" T-8 lamps, Prog. Start or PRS Ballast, RLO (BF < 0.85) | PRS Elec. | 3 | 32 | 72
F43GLL-V | Fluorescent, (3) 48" T-8 lamps, Prog. Start or PRS Ballast, VHLO (BF > 1.1) | Electronic | 3 | 32 | 108
F43GNLL | Fluorescent (3) 48" T-8 @ 25W lamps, Prog. Start or PRS Ballast, NLO (0.85 < BF < 0.95) | PRS Elec. | 3 | 25 | 66
F43GNLL-R | Fluorescent, (3) 48" T-8 @ 25W lamps, Prog. Start or PRS Ballast, RLO (BF < 0.85) | PRS Elec. | 3 | 25 | 56
F43GRLL | Fluorescent (3) 48" T-8 @ 28W lamps, Prog. Start or PRS Ballast, NLO (0.85 < BF < 0.95) | PRS Elec. | 3 | 28 | 75
F43GRLL-R | Fluorescent, (3) 48" T-8 @ 28W lamps, Prog. Start or PRS Ballast, RLO (BF < 0.85) | PRS Elec. | 3 | 28 | 62
F43ILL | Fluorescent, (3) 48" T-8 lamps, Instant Start Ballast, NLO (0.85 < BF < 0.95) | Electronic | 3 | 32 | 85
F43ILL/2 | Fluorescent, (3) 48" T-8 lamps, (2) Instant Start Ballasts, NLO (0.85 < BF < 0.95) | Electronic | 3 | 32 | 89
F43ILL/2-H | Fluorescent (3) 48" T-8 lamps, (1) 2-lamp and (1) 3-lamp IS Ballast,1 lead capped, HLO (0.95 < BF < 1.1) | Electronic | 3 | 32 | 102
F43ILL/2-R | Fluorescent, (3) 48" T-8 lamps, (1) 1-lamp and (1) 2-lamp IS Ballast, RLO (BF < 0.85) | Electronic | 3 | 32 | 78
F43ILL-H | Fluorescent, (3) 48" T-8 lamps, Instant Start Ballast, HLO (0.95 < BF < 1.1) | Electronic | 3 | 32 | 93
F43ILL-R | Fluorescent, (3) 48" T-8 lamps, Instant Start Ballast, RLO (BF < 0.85) | Electronic | 3 | 32 | 76
F43ILL-V | Fluorescent, (3) 48" T-8 lamps, Instant Start Ballast, VHLO (BF > 1.1) | Electronic | 3 | 32 | 112
F43ILU | Fluorescent, (3) 48" T-8 lamps, Instant Start Ballast, NLO (0.85 < BF < 0.95) | Prem. Elec. | 3 | 32 | 81
F43ILU-R | Fluorescent, (3) 48" T-8 lamps, Instant Start Ballast, RLO (BF < 0.85) | Prem. Elec. | 3 | 32 | 72
F43ILU-V | Fluorescent, (3) 48" T-8 lamps, Instant Start Ballast, VHLO (BF > 1.1) | Prem. Elec. | 3 | 32 | 108
F43INLL | Fluorescent, (3) 48" T-8 @ 25W lamps, Instant Start Ballast, NLO (0.85 < BF < 0.95) | Electronic | 3 | 25 | 66
F43INLL-V | Fluorescent, (3) 48" T-8 @ 25W lamps, Instant Start Ballast, VHLO (BF > 1.1) | Electronic | 3 | 25 | 95
F43INLU | Fluorescent, (3) 48" T-8 lamps @ 25W, Instant Start Ballast, NLO (0.85 < BF < 0.95) | Prem. Elec. | 3 | 25 | 64
F43INLU-R | Fluorescent, (3) 48" T-8 @ 25W lamps, Instant Start Ballast, RLO (BF < 0.85) | Prem. Elec. | 3 | 25 | 57
F43INLU-V | Fluorescent, (3) 48" T-8 @ 25W lamps, Instant Start Ballast, VHLO (BF > 1.1) | Prem. Elec. | 3 | 25 | 93
F43IRLL | Fluorescent, (3) 48" T-8 @ 28W lamps, Instant Start Ballast, NLO (0.85 < BF < 0.95) | Electronic | 3 | 28 | 76
F43IRLL-H | Fluorescent, (3) 48" T-8 @ 28W lamps, Instant Start Ballast, HLO (.95 < BF < 1.1) | Electronic | 3 | 28 | 82
F43IRLL-V | Fluorescent, (3) 48" T-8 @ 28W lamps, Instant Start Ballast, VHLO (BF > 1.1) | Electronic | 3 | 28 | 97
F43IRLU | Fluorescent, (3) 48" T-8 lamps @ 28W, Instant Start Ballast, NLO (0.85 < BF < 0.95) | Prem. Elec. | 3 | 28 | 72
F43IRLU-R | Fluorescent, (3) 48" T-8 @ 28W lamps, Instant Start Ballast, RLO (BF < 0.85) | Prem. Elec. | 3 | 28 | 63
F43IRLU-V | Fluorescent, (3) 48" T-8 @ 28W lamps, Instant Start Ballast, VHLO (BF > 1.1) | Prem. Elec. | 3 | 28 | 96
F43LL | Fluorescent, (3) 48", T-8 lamps, Rapid Start Ballast, NLO (0.85 < BF < 0.95) | Electronic | 3 | 32 | 93
F43LL/2 | Fluorescent, (3) 48", T-8 lamps, (1) 1-lamp and (1) 2-lamp RS Ballast, NLO (0.85 < BF < 0.95) | Electronic | 3 | 32 | 92
F43LL-H | Fluorescent, (3) 48", T-8 lamp, Rapid Start Ballast, HLO (.95 < BF < 1.1) | Electronic | 3 | 32 | 98
F43LL-R | Fluorescent, (3) 48", T-8 lamp, Rapid Start Ballast, RLO (BF < 0.85) | Electronic | 3 | 32 | 76
F44GLL | Fluorescent (4) 48" T-8 lamps, Prog. Start or PRS Ballast, NLO (0.85 < BF < 0.95) | PRS Elec. | 4 | 32 | 115
F44GLL-R | Fluorescent (4) 48" T-8 lamps, Prog. Start or PRS Ballast, RLO (BF < 0.85) | PRS Elec. | 4 | 32 | 92
F44GLL-V | Fluorescent, (4) 48" T-8 lamps, Prog. Start or PRS Ballast, VHLO (BF > 1.1) | Electronic | 4 | 32 | 144
F44GNLL | Fluorescent (4) 48" T-8 @ 25W lamps, Prog. Start or PRS Ballast, NLO (0.85 < BF < 0.95) | PRS Elec. | 4 | 25 | 85
F44GNLL-R | Fluorescent (4) 48" T-8 @ 25W lamps, Prog. Start or PRS Ballast, RLO (BF < 0.85) | PRS Elec. | 4 | 25 | 73
F44GRLL | Fluorescent (4) 48" T-8 @ 28W lamps, Prog. Start or PRS Ballast, NLO (0.85 < BF < 0.95) | PRS Elec. | 4 | 28 | 99
F44GRLL-R | Fluorescent (4) 48" T-8 @ 28W lamps, Prog. Start or PRS Ballast, RLO (BF < 0.85) | PRS Elec. | 4 | 28 | 80
F44ILL | Fluorescent, (4) 48", T-8 lamps, Instant Start Ballast, NLO (0.85 < BF < 0.95) | Electronic | 4 | 32 | 112
F44ILL/2 | Fluorescent, (4) 48", T-8 lamps, (2) 2-lamp IS Ballasts, NLO (0.85 < BF < 0.95) | Electronic | 4 | 32 | 116
F44ILL/2-H | Fluorescent, (4) 48", T-8 lamps, (2) 3-lamp IS Ballasts, 1 lead capped, HLO (.95 < BF < 1.1) | Electronic | 4 | 32 | 132
F44ILL/2-R | Fluorescent, (4) 48", T-8 lamps, (2) 2-lamp IS Ballasts, RLO (BF < 0.85) | Electronic | 4 | 32 | 102
F44ILL/2-V | Fluorescent, (4) 48", T-8 lamps, (2) 2-lamp IS Ballasts, VHLO (BF > 1.1) | Electronic | 4 | 32 | 154
F44ILL-R | Fluorescent, (4) 48", T-8 lamps, Instant Start Ballast, RLO (BF < 0.85) | Electronic | 4 | 32 | 98
F44ILL-V | Fluorescent, (4) 48", T-8 lamps, Instant Start Ballast, VHLO (BF > 1.1) | Electronic | 4 | 32 | 151
F44ILU | Fluorescent, (4) 48", T-8 lamps, Instant Start Ballast, NLO (0.85 < BF < 0.95) | Prem. Elec. | 4 | 32 | 107
F44ILU-R | Fluorescent, (4) 48", T-8 lamps, Instant Start Ballast, RLO (BF < 0.85) | Prem. Elec. | 4 | 32 | 95
F44ILU-V | Fluorescent, (4) 48", T-8 lamps, Instant Start Ballast, VHLO (BF > 1.1) | Prem. Elec. | 4 | 32 | 146
F44INLL | Fluorescent, (4) 48", T-8 @ 25W lamps, Instant Start Ballast, NLO (0.85 < BF < 0.95) | Electronic | 4 | 25 | 86
F44INLU | Fluorescent, (4) 48", T-8 @ 25W lamps, Instant Start Ballast, NLO (0.85 < BF < 0.95) | Prem. Elec. | 4 | 25 | 85
F44INLU-R | Fluorescent, (4) 48" T-8 @ 25W lamps, Instant Start Ballast, RLO (BF < 0.85) | Prem. Elec. | 4 | 25 | 75
F44INLU-V | Fluorescent, (4) 48" T-8 @ 25W lamps, Instant Start Ballast, VHLO (BF > 1.1) | Prem. Elec. | 4 | 25 | 122
F44IRLL | Fluorescent, (4) 48", T-8 @ 28W lamps, Instant Start Ballast, NLO (0.85 < BF < 0.95) | Electronic | 4 | 28 | 99
F44IRLL-R | Fluorescent, (4) 48", T-8 @ 28W lamps, Instant Start Ballast, RLO (BF < 0.85) | Electronic | 4 | 28 | 85
F44IRLU | Fluorescent, (4) 48", T-8 @ 28W lamps, Instant Start Ballast, NLO (0.85 < BF < 0.95) | Prem. Elec. | 4 | 28 | 94
F44IRLU-R | Fluorescent, (4) 48" T-8 @ 28W lamps, Instant Start Ballast, RLO (BF < 0.85) | Prem. Elec. | 4 | 28 | 83
F44IRLU-V | Fluorescent, (4) 48" T-8 @ 28W lamps, Instant Start Ballast, VHLO (BF > 1.1) | Prem. Elec. | 4 | 28 | 131
F44LE | Fluorescent, (4) 48", T-8 lamps | Mag-ES | 4 | 32 | 142
F44LL | Fluorescent, (4) 48", T-8 lamps, Rapid Start Ballast, NLO (0.85 < BF < 0.95) | Electronic | 4 | 32 | 118
F44LL/2 | Fluorescent, (4) 48", T-8 lamps, (2) 2-lamp Rapid Start Ballast, NLO (0.85 < BF < 0.95) | Electronic | 4 | 32 | 120
F44LL-R | Fluorescent, (4) 48", T-8 lamps, Rapid Start Ballast, RLO (BF < 0.85) | Electronic | 4 | 32 | 105
F45ILL/2 | Fluorescent, (5) 48", T-8 lamps, (1) 3-lamp and (1) 2-lamp IS ballast, NLO (0.85 < BF < 0.95) | Electronic | 5 | 32 | 143
F45GLL/2-V | Fluorescent, (5) 48", T-8 lamps, (1) 3-lamp and (1) 2-lamp Prog. Start Ballast, VHLO (BF > 1.1) | Electronic | 5 | 32 | 182
F46GLL/2 | Fluorescent (6) 48" T-8 lamps, (2) Prog. Start or PRS Ballasts, NLO (0.85 < BF < 0.95) | PRS Elec. | 6 | 32 | 175
F46GLL/2-R | Fluorescent (6) 48" T-8 lamps, (2) Prog. Start or PRS Ballasts, RLO (BF < 0.85) | PRS Elec. | 6 | 32 | 141.5
F46GLL/2-V | Fluorescent (6) 48" T-8 lamps, (2) Prog. Start or PRS Ballasts, VHLO (BF > 1.1) | PRS Elec. | 6 | 32 | 217
F46ILL/2 | Fluorescent, (6) 48", T-8 lamps, (2) IS Ballasts, NLO (0.85 < BF < 0.95) | Electronic | 6 | 32 | 170
F46ILL/2-R | Fluorescent, (6) 48", T-8 lamps, (2) IS Ballasts, RLO (BF < 0.85) | Electronic | 6 | 32 | 150.5
F46ILL/2-V | Fluorescent (6) 48" T-8 lamps, (2) IS Ballasts, VHLO (BF > 1.1) | Electronic | 6 | 32 | 226
F46ILU/2 | Fluorescent (6) 48" T-8 lamps, (2) IS Ballasts, NLO (0.85 < BF < 0.95) | Prem. Elec. | 6 | 32 | 161.5
F46ILU/2-R | Fluorescent (6) 48" T-8 lamps, (2) IS Ballasts, RLO (BF < 0.85) | Prem. Elec. | 6 | 32 | 143.5
F46ILU/2-V | Fluorescent (6) 48" T-8 lamps, (2) IS Ballasts, VHLO (BF > 1.1) | Prem. Elec. | 6 | 32 | 217.5
F46INLU/2-R | Fluorescent (6) 48" T-8 @ 25W lamps, (2) IS Ballasts, RLO (BF < 0.85) | Prem. Elec. | 6 | 25 | 113.5
F46INLU/2-V | Fluorescent (6) 48" T-8 @ 25W lamps, (2) IS Ballasts, VHLO (BF > 1.1) | Prem. Elec. | 6 | 25 | 184
F46IRLU/2-R | Fluorescent (6) 48" T-8 @ 28W lamps, (2) IS Ballasts, RLO (BF < 0.85) | Prem. Elec. | 6 | 28 | 126
F46IRLU/2-V | Fluorescent (6) 48" T-8 @ 28W lamps, (2) IS Ballasts, VHLO (BF > 1.1) | Prem. Elec. | 6 | 28 | 194
F46LL/2 | Fluorescent, (6) 48", T-8 lamps, (2) Rapid Start Ballasts, NLO (0.85 < BF < 0.95) | Electronic | 6 | 32 | 182
F48GLL/2 | Fluorescent (8) 48" T-8 lamps, (2) Prog. Start or PRS Ballasts, NLO (0.85 < BF < 0.95) | PRS Elec. | 8 | 32 | 230
F48GLL/2-R | Fluorescent (8) 48" T-8 lamps, (2) Prog. Start or PRS Ballasts, RLO (BF < 0.85) | PRS Elec. | 8 | 32 | 184
F48GLL/2-V | Fluorescent (8) 48" T-8 lamps, (2) Prog. Start or PRS Ballasts, VHLO (BF > 1.1) | PRS Elec. | 8 | 32 | 288
F48ILL/2 | Fluorescent, (8) 48", T-8 lamps, (2) 4-lamp IS Ballasts, NLO (0.85 < BF < 0.95) | Electronic | 8 | 32 | 224
F48ILL/2-R | Fluorescent, (8) 48", T-8 lamps, (2) 4-lamp IS Ballasts, RLO (BF < 0.85) | Electronic | 8 | 32 | 196
F48ILU/2 | Fluorescent, (8) 48", T-8 lamps, (2) 4-lamp IS Ballasts, NLO (0.85 < BF < 0.95) | Prem. Elec. | 8 | 32 | 214
F48ILU/2-R | Fluorescent, (8) 48", T-8 lamps, (2) 4-lamp IS Ballasts, RLO (BF < 0.85) | Prem. Elec. | 8 | 32 | 190
FT5 | Fluor_T5_Linear
F21GPHL-H | Fluorescent (1) 22" (563mm) T-5 HO lamp; (1) Prog.Start or PRS Ballast, HLO (.95 < BF < 1.1) | PRS Elec. | 1 | 24 | 27
F21GPL-H | Fluorescent (1) 22" (563mm) T-5 lamp; (1) Prog.Start or PRS Ballast, HLO (.95 < BF < 1.1) | PRS Elec. | 1 | 14 | 18
F22GPHL-H | Fluorescent (2) 22" (563mm) T-5 HO lamps; (1) Prog.Start or PRS Ballast, HLO (.95 < BF < 1.1) | PRS Elec. | 2 | 24 | 52
F22GPL-H | Fluorescent (2) 22" (563mm) T-5 lamps; (1) Prog.Start or PRS Ballast, HLO (.95 < BF < 1.1) | PRS Elec. | 2 | 14 | 33
F22PS | Fluorescent, (2) 21", Preheat T5 lamps, (1) Magnetic ballasts with integral starter, (BF=0.80) | Mag-STD | 2 | 13 | 26
F23GPHL/2-H | Fluorescent (3) 22" (563mm)T-5 HO lamps; (2) Prog.Start or PRS Ballasts, HLO (.95 < BF < 1.1) | PRS Elec. | 3 | 24 | 79
F23GPL/2-H | Fluorescent (3) 22" (563mm)T-5 lamps; (2) Prog.Start or PRS Ballasts, HLO (.95 < BF < 1.1) | PRS Elec. | 3 | 14 | 51
F23GPL-H | Fluorescent (3) 22" (563mm)T-5 lamps; (1) Prog.Start or PRS Ballast, HLO (.95 < BF < 1.1) | PRS Elec. | 3 | 14 | 50
F24GPHL/2-H | Fluorescent (4) 22" (563mm)T-5 HO lamps; (2) Prog.Start or PRS Ballasts, HLO (.95 < BF < 1.1) | PRS Elec. | 4 | 24 | 104
F24GPL/2-H | Fluorescent (4) 22" (563mm)T-5 lamps; (2) Prog.Start or PRS Ballasts, HLO (.95 < BF < 1.1) | PRS Elec. | 4 | 14 | 66
F24PS | Fluorescent, (4) 21", Preheat T5 lamps, (2) Magnetic ballasts with integral starter (BF=0.80) | Mag-STD | 4 | 13 | 53
F31GPHL-H | Fluorescent (1) 34" (863mm) T-5 HO lamp; (1) Prog.Start or PRS Ballast, HLO (.95 < BF < 1.1) | PRS Elec. | 1 | 39 | 44
F31GPL-H | Fluorescent (1) 34" (863mm) T-5 lamp; (1) Prog.Start or PRS Ballast, HLO (.95 < BF < 1.1) | PRS Elec. | 1 | 21 | 25
F32GPHL-H | Fluorescent (2) 34" (863mm) T-5 HO lamps; (1) Prog.Start or PRS Ballast, HLO (.95 < BF < 1.1) | PRS Elec. | 2 | 39 | 86
F32GPL-H | Fluorescent (2) 34" (863mm) T-5 lamps; (1) Prog.Start or PRS Ballast, HLO (.95 < BF < 1.1) | PRS Elec. | 2 | 21 | 48
F33GPHL/2-H | Fluorescent (3) 34" (863mm)T-5 HO lamps; (2) Prog.Start or PRS Ballasts, HLO (.95 < BF < 1.1) | PRS Elec. | 3 | 39 | 130
F33GPL/2-H | Fluorescent (3) 34" (863mm)T-5 lamps; (2) Prog.Start or PRS Ballasts, HLO (.95 < BF < 1.1) | PRS Elec. | 3 | 21 | 73
F34GPHL/2-H | Fluorescent (4) 34" (863mm)T-5 HO lamps; (2) Prog.Start or PRS Ballasts, HLO (.95 < BF < 1.1) | PRS Elec. | 4 | 39 | 172
F34GPL/2-H | Fluorescent (4) 34" (863mm)T-5 lamps; (2) Prog.Start or PRS Ballasts, HLO (.95 < BF < 1.1) | PRS Elec. | 4 | 21 | 96
F41GPHL/T2-H | Fluorescent (1) T-5 HO 45.8" lamp, Tandem 2-lamp PRS Ballast, HLO (.95 < BF < 1.1) | PRS Elec. | 1 | 54 | 58.5
F41GPHL-H | Fluorescent (1) T-5 HO 45.8" lamps, Programmed Rapid Start, Electronic Ballast, HLO (.95 < BF < 1.1) | PRS Elec. | 1 | 54 | 62
F41GPL/T2-H | Fluorescent (1) 45.8" (1163mm) T-5 lamp; Tandem 2-lamp PRS Ballast,HLO (.95 < BF < 1.1) | PRS Elec. | 1 | 28 | 31.5
F41GPL-H | Fluorescent (1) 45.8" (1163mm) T-5 lamp; (1) Prog.Start or PRS Ballast, HLO (.95 < BF < 1.1) | PRS Elec. | 1 | 28 | 33
F410GPHL/5-H | Fluorescent, (10) 45.8", T-5 high-output lamps, (5) Programmed Rapid Start Ballasts, HLO (.95 < BF < 1.1) | PRS Elec. | 10 | 54 | 585
F412GPHL/6-H | Fluorescent, (12) 45.8", T-5 high-output lamps, (6) Programmed Rapid Start Ballasts, HLO (.95 < BF < 1.1) | PRS Elec. | 12 | 54 | 702
F42GPHL-H | Fluorescent (2) T-5 HO 45.8" lamps, Programmed Rapid Start, Electronic Ballast, HLO (.95 < BF < 1.1) | PRS Elec. | 2 | 54 | 117
F42GPL-H | Fluorescent (2) 45.8" (1163mm) T-5 lamps; (1) Prog.Start or PRS Ballast, HLO (.95 < BF < 1.1) | PRS Elec. | 2 | 28 | 63
F43GPHL/2-H | Fluorescent (3) T-5 HO 45.8" lamps, Programmed Rapid Start, (2) Electronic Ballasts, HLO (.95 < BF < 1.1) | PRS Elec. | 3 | 54 | 179
F43GPHL-H | Fluorescent, (3) 45.8", T-5 high-output lamps, (1) Programmed Rapid Start Ballast, HLO (.95 < BF < 1.1) | PRS Elec. | 3 | 54 | 179
F43GPL/2-H | Fluorescent (3) 45.8" (1163mm)T-5 lamps; (2) Prog.Start or PRS Ballasts, HLO (.95 < BF < 1.1) | PRS Elec. | 3 | 28 | 96
F44GPHL/2-H | Fluorescent (4) T-5 HO 45.8" lamps, Programmed Rapid Start, (2) Electronic Ballasts, HLO (.95 < BF < 1.1) | PRS Elec. | 4 | 54 | 234
F44GPHL-H | Fluorescent, (4) 45.8", T-5 high-output lamps, (1) Programmed Rapid Start Ballast, HLO (.95 < BF < 1.1) | PRS Elec. | 4 | 54 | 234
F44GPL/2-H | Fluorescent (4) 45.8" (1163mm)T-5 lamps; (2) Prog.Start or PRS Ballasts, HLO (.95 < BF < 1.1) | PRS Elec. | 4 | 28 | 126
F46GPHL/2-H | Fluorescent, (6) 45.8", T-5 high-output lamps, (2) Programmed Rapid Start Ballast, HLO (.95 < BF < 1.1) | PRS Elec. | 6 | 54 | 358
F46GPHL/3-H | Fluorescent, (6) 45.8", T-5 high-output lamps, (3) Programmed Rapid Start Ballasts, HLO (.95 < BF < 1.1) | PRS Elec. | 6 | 54 | 351
F48GPHL/2-H | Fluorescent, (8) 45.8", T-5 high-output lamps, (2) Programmed Rapid Start Ballasts, HLO (.95 < BF < 1.1) | PRS Elec. | 8 | 54 | 468
F51GPHL-H | Fluorescent (1) 57.6" (1463mm) T-5 HO lamp; (1) Prog.Start or PRS Ballast, HLO (.95 < BF < 1.1) | PRS Elec. | 1 | 80 | 90
F51GPL-H | Fluorescent (1) 57.6" (1463mm) T-5 lamp; (1) Prog.Start or PRS Ballast, HLO (.95 < BF < 1.1) | PRS Elec. | 1 | 35 | 40
F52GPHL/2-H | Fluorescent (2) 57.6" (1463mm) T-5 HO lamps; (1) Prog.Start or PRS Ballast, HLO (.95 < BF < 1.1) | PRS Elec. | 2 | 80 | 180
F52GPL-H | Fluorescent (2) 57.6" (1463mm) T-5 lamps; (1) Prog.Start or PRS Ballast, HLO (.95 < BF < 1.1) | PRS Elec. | 2 | 35 | 78
F53GPL/2-H | Fluorescent (3) 57.6" (1463mm)T-5 lamps; (2) Prog.Start or PRS Ballasts, HLO (.95 < BF < 1.1) | PRS Elec. | 3 | 35 | 118
F54GPL/2-H | Fluorescent (4) 57.6" (1463mm)T-5 lamps; (2) Prog.Start or PRS Ballasts, HLO (.95 < BF < 1.1) | PRS Elec. | 4 | 35 | 156
FU | Fluor_U_Tubes
FU2ILL | Fluorescent, (2) U-Tube, T-8 lamps, Instant Start Ballast | Electronic | 2 | 32 | 59
FU2ILL-H | Fluorescent, (2) U-Tube, T-8 lamps, Instant Start HLO Ballast | Electronic | 2 | 32 | 65
FU2ILL-R | Fluorescent, (2) U-Tube, T-8 lamps, Instant Start RLO Ballast | Electronic | 2 | 32 | 52
FU2ILU | Fluorescent, (2) 6" spacing U-Tube, T-8 lamps, IS Ballast, NLO (0.85 < BF < 0.95) | Prem. Elec. | 2 | 32 | 55
FU2ILU-R | Fluorescent, (2) 6" spacing U-Tube, T-8 lamps, IS Ballast, RLO (BF < 0.85) | Prem. Elec. | 2 | 32 | 48
FU2ILU-V | Fluorescent, (2) 6" spacing U-Tube, T-8 lamps, IS Ballast, VHLO (BF > 1.1) | Prem. Elec. | 2 | 32 | 73
FU2LL | Fluorescent, (2) U-Tube, T-8 lamps | Electronic | 2 | 32 | 60
FU2LL-R | Fluorescent, (2) U-Tube, T-8 lamps, RLO (BF < 0.85) | Electronic | 2 | 31 | 54
FU2SL | Fluorescent (2) 48" U-bent Standard lamps, Electronic ballast, NLO (0.85 < BF < 0.95) | Electronic | 2 | 40 | 63
CFL | CFL_Fixtures
CFL1-13 | Interior CF 1L 13W Quad | Electronic | 1 | 13 | 14
CFL2-13 | Interior CF 2L 13W Quad | Electronic | 2 | 13 | 29
CFL1-23 | Interior CF 1L 23W Quad | Electronic | 1 | 23 | 25
CFL1-26 | Interior CF 1L 26W Quad | Electronic | 1 | 26 | 28
CFL1-32 | Interior CF 1L 32W Triple | Electronic | 1 | 32 | 33
CFL2-26 | Interior CF 2L 26W Quad | Electronic | 2 | 32 | 50
CFL2-32 | Interior CF 2L 32W Triple | Electronic | 2 | 32 | 62
CFL1-42 | Interior CF 1L 42W Triple | Electronic | 1 | 42 | 45
CFL2-42 | Interior CF 2L 42W Triple | Electronic | 2 | 42 | 93
CFL3-13 | Interior CF 3L 13W Quad | Electronic | 3 | 13 | 47
CFL1-57 | Interior CF 1L 57W Triple | Electronic | 1 | 62 | 58
MH | Metal_Halide_Pulse_Start
MHPS150/1 | Metal Halide Pulse Start, (1) 150w lamp | Magnetic | 1 | 150 | 185
MHPS175/1 | Metal Halide Pulse Start, (1) 175w lamp | Magnetic | 1 | 175 | 208
MHPS200/1 | Metal Halide Pulse Start, (1) 200w Lamp | Magnetic | 1 | 200 | 232
MHPS250/1 | Metal Halide Pulse Start, (1) 250w lamp | Magnetic | 1 | 250 | 288
MHPS320/1 | Metal Halide Pulse Start, (1) 320w lamp | Magnetic | 1 | 320 | 368
MHPS350/1 | Metal Halide Pulse Start, (1) 350W lamp | Magnetic | 1 | 350 | 400
MHPS400/1 | Metal Halide Pulse Start, (1) 400w lamp | Magnetic | 1 | 400 | 452
MHPS450/1 | Metal Halide Pulse Start, (1) 450w lamp | Magnetic | 1 | 450 | 508
TS_LED | Rep_Traffic_Signals
TS_LED12RedC | 12" Red Circle (LED) |  | 1 | 25 | 25
TS_LED12GreenC | 12" Green Circle (LED) |  | 1 | 25 | 25
TS_LED8RedC | 8" Red Circle (LED) |  | 1 | 15 | 15
TS_LED8GreenC | 8" Green Circle (LED) |  | 1 | 15 | 15
TS_LEDPedSig | Pedestrian Signal (LED) |  | 1 | 10 | 10
TS_LEDFullTimeFlashing | Continuous Flashing LED Traffic Signal |  | 1 | 10 | 10
LED | LED
LED_MR16 | MR 16 Integral LED Lamp
LED_PAR20 | PAR 20 Integral LED Lamp
LED_PAR38_PAR30 | PAR 38 and PAR 30 Integral LED Lamp
LED_RSORD_Fixture | Recessed, Surface, Pendant, or Track Head LED Fixture
LED_ExtParkingGarage_GC | Parking Garage or Gas Station Canopy LED Fixture
LED_ExtParkingLot_GC | Parking Lot / Area Pole-Mounted and Wallpacks LED fixtures
LED_Freezer_Cooler | LED Reach-In Freezer or Cooler Lighting

## Standard Table Instructions
Pepco Commercial & Industrial Energy Savings Program
Small Business: Standard Lighting and Control Table Instructions |  | Version 1.1 5-15-2012
Prescriptive Lighting Instructions-- Use Lighting Table worksheet
1 | Provide identifying information requested on Lighting Table tab, in the top left corner. (Program Office will insert Project Number.)
Enter data, beginning with Line Item 1.
Space Description and Lighting Equipment Operation
2 | In Columns (1) and (2), provide specific information to identify where the fixture or sensor is located. (When applying for preliminary pre-approval only, it is acceptable to omit information in these columns and to simply list fixture data.)
3 | In Column (3) use the drop down menu to select Building Type.
4 | In Columns (4) through (6) provide information regarding lighting hours. Calculated result will appear in Column (7).
5 | In Columns (8) and (9) use the drop down menus to identify whether the space is Interior or Exterior, and whether it is air conditioned. (Note that the Coincidence Factor1, which is a function of Building Type and Interior/Exterior location, will appear in Column (11).)
6 | In Column (10) use the drop down menu to select the primary source of heat for the space. Select the type that provides the most heat on an annual basis if there is more than one type of heat source.
Existing (Pre-Retrofit) Equipment
7 | In Column (12) and (13) use the drop down menus to identify the existing lighting fixture(s). (Note that the equipment description will appear in Column (14), and the Watts per fixture will appear in Column (17).2)
8 | In Column (15) provide the number of identical fixtures that are presently installed. The estimated late summer afternoon peak power demand (kW) and annual electricity use by the existing fixtures in the space (kWh) will automatically appear in Columns (18) and (19).
9 | Column (16) assumes an Energy Saving Factor (ESF) of "0.0%," which signifies that the fixtures ARE NOT currently controlled by an occupancy sensor or dimming control. If either type of control DOES currently affect the operation of the existing fixture(s), enter the estimated percentage by which the annual electricity use by the controlled fixtures is reduced. An explanation must be provided in the comment box to the right of the table if a reduction of more than 30% is claimed. (Note if a control is present (ESF > 0.0%), the kWh/yr value in Column (19) is reduced.)
Replacement (Post-Retrofit) Equipment
10 | Use the drop down menus in Columns (20) through (22) to identify the new energy efficient fixture. Column (20) requires the Measure Code, which is found on the 1st column of the Eligible Measures & Incentives sheet. (Note that the equipment description will appear in Column (23), and the Watts per fixture will appear in Column (32).3) Note: if an LED replacement fixture is selected the user MUST enter the replacement Watts per fixture in column (32) manually.
11 | Provide specific detailed information concerning the lamp(s) and ballast(s) in Columns (24) and (25). If the fixture has T8 lamps, indicate whether it is (they are) listed in the CEE database at www.cee1.org in Column (26).
12 | The same number of fixtures as were previously entered into Column (15) will automatically appear in Column (27). Update the number if necessary. The estimated late summer afternoon peak power demand (kW) and annual electricity use by the replacement fixtures (kWh) will automatically appear in Columns (33) and (34), and the kW and annual kWh savings will appear in Columns (35) and (36). Columns (37) and (38) show the increase in fuel oil or natural gas usage (negative savings) if either of these fuels were identified in Column (10).
13 | If occupancy sensors or daylight dimming controls already exist, do not enter data in Columns (28) or (29), otherwise use the drop down menu to identify the Control Measure Code in Column (28) and number of these control units in Column (29). If there are existing controls, Column (30) will display the same ESF percentage as is displayed in Column (16). If a new control is added, Column (30) will display a default ESF value of 30%. If a different percentage is appropriate, overwrite the 30% (justify in the Comments column at the right-hand end of the table if the number entered is greater than 30%.4) Note that the savings and incentives for controls appear at the top of the sheet, and not on the row where the control Measure Codes and other data are entered. (This is done to differentiate fixture savings from control savings.) The total savings and incentives (i.e., fixture plus controls) appear on the row above Line Item 1. The Watts controlled per control unit will appear in Column (31). The cell turns red if the required Watts are not being controlled. In addition, control LTC7 may only be used with measure LTL16 (Reach-in LED Freezer or Cooler Lighting).
Cut sheets for all of the Replacement Fixtures and Controls must be submitted to the Program Office with this workbook.
1. | The Coincidence Factor is the estimated average ratio of: (A) power (kW) drawn by the fixtures in the identified space of the identified Building Type, during the hour from 4:00 PM to 5 PM on the hottest weekday summer afternoon, to (B) the maximum power (kW) drawn by these fixtures.
2. | If necessary, refer to "Existing Equipment List" to find the description that matches the existing lighting units. Overwrite the description or Fixture Watts value that automatically appears when necessary, but when this is done, highlight the overwritten entries in Bright Yellow.
3. | If necessary, refer to "Replacement Equipment List" to find the description that matches the fixtures to be installed. you can overwrite the description or Fixture Watts value that automatically appears when necessary, but when this is done, highlight the overwritten entries in Bright Yellow.
4. | The following procedure can be used when using Step-Ballasts and Occupancy Controls (which produce only a partial load reduction) are selected:
Step 1: Multiply the full input Watts fixture load by the projected annual fixture operating hours. (Example: 85W x 8760 hours = 744,600 kWh.)
Step 2: Estimate the percentage of time the Occupancy Sensor will be controlling the fixture. (Example: 30% of the time the space will be unoccupied by people.)
Step 3: Multiply percentage of time unoccupied (Step 2) by the annual fixture operating hours (Step 1). (Example: 30% x 8760 hours = 2628 unoccupied hours.)
Step 4: Multiply the "Step-Down" (partial-load Watts) for the fixture by the unoccupied hours (Step 3). (Example: 55W x 2628 hours = 144,540 kWh.)
Step 5: Divide the projected ‘no occupancy’ annual kWh (Step 4) by the full-output fixture annual kWh (Step 1). (Example: 144,540 hours / 744,600 hours = 19%.)
Step 6: Input 19% into the Control Device ESF (%) cell.

## Standard Table
Pepco Commercial & Industrial Energy Savings Program |  |  |  | Version 1.1 5-15-2012 | [27 empty] | hidden | hidden | hidden | hidden | hidden
Small Business: Standard Lighting and Controls Calculations Workbook | [24 empty] | THIS AREA CONTAINS LIGHTING CONTROLS SUMMARY DATA
[26 empty] | Fixtures | MC | Minimum Fixture Watts Controlled per Sensor |  | Control Units | Average Fixtures/ Control | Total Watts Controlled |  | Control Flag LED Freezer | Control Flag: Watts | Control Flag: Fixture | Avg. Watts Controlled/ Control Unit |  | kW Saved | kWh Saved |  |  | Fuel Oil Saved | Natural Gas Saved | Potential Incentive
Customer Name: | [25 empty] | 0 | LTC1 | 60 Watts | 60 | 0 | 0 | 0 |  |  | 0 |  | 0 |  | 0 | 0 |  |  | 0 | 0 | 0
Project Site: | [25 empty] | 0 | LTC2 | 40 Watts | 40 | 0 | 0 | 0 |  |  | 0 |  | 0 |  | 0 | 0 |  |  | 0 | 0 | 0
Facility Address: | [25 empty] | 0 | LTC3 | 120 Watts | 120 | 0 | 0 | 0 |  |  | 0 |  | 0 |  | 0 | 0 |  |  | 0 | 0 | 0
Project Number: | [25 empty] | 0 | LTC4 | 175 Watts | 175 | 0 | 0 | 0 |  |  | 0 |  | 0 |  | 0 | 0 |  |  | 0 | 0 | 0
Business Operating Hrs: | [25 empty] | 0 | LTC5 | 175 Watts, 4 fixtures | 175 | 0 | 0 | 0 |  |  | 0 | 0 | 0 |  | 0 | 0 |  |  | 0 | 0 | 0
[26 empty] | 0 | LTC6 | 175 Watts, 4 fixtures | 175 | 0 | 0 | 0 |  |  | 0 | 0 | 0 |  | 0 | 0 |  |  | 0 | 0 | 0
[26 empty] | 0 | LTC7 |  |  | 0 | 0 | 0 |  | 0 |  |  | 0 |  | 0 | 0 |  |  | 0 | 0 | 0
[27 empty] | Existing |  |  | 0 | [8 empty] | 0 | 0 |  |  | 0 | 0
[25 empty] | Totals: | 0 |  |  |  | 0 | [6 empty] | 0 |  | 0 | 0 |  |  | 0 | 0 | 0
Col.: | -1 | -2 | -3 | -4 | -5 | -6 | -7 | -8 | -9 | -10 | -11 | -11 | -12 | -13 | -14 | -15 | -16 | -17 | -18 | -19 | -20 | -21 | -22 | -23 | -24 | -25 | -26 | -27 | -28 | -29 | -30 | hidden | hidden | hidden | hidden | hidden | -31 | -32 | -33 | -34 | hidden | hidden | -35 | -36 | -37 | -38 | -39 | -40 | -41 | -42 | -43 | -44 | -45
| -1: Space Description and Lighting Operation; -11: hidden; -12: Existing (Pre-Retrofit) Equipment; -20: Replacement (Post-Retrofit) Equipment | [11 empty] | Savings
Line Item | Floor | Room/Area Description | Building Type | Lighting hrs/day | Lighting days/wk | Weekdays Per Year Lights are OFF | Lighting Hours Per Year | Space Interior/ Exterior? | Air Condi- tioned? (Y/N) | Primary Heating Type for Space? | IF_Energy | Coinc. Factor (Demand) | Lighting Type | Fixture Code | Equipment Description | Number of Fixtures/ Lamps/ Doors | Existing Control Device ESF (%) | Watts per Fixture | kW per Space | Annual KWh per Space | Measure Code | Lighting Type | Fixture or Lamp Code | Description | Lamp Manufacturer & Model | Ballast Manufacturer & Model | Ballast and Lamp(s) CEE Listed? (Y/N) | Number of Fixtures/Lamps/ Doors | Control Measure Code | # Control Units | Control Device ESF (%) | Total Watts Controlled | Existing Control Flag | Control flag LTC7 | Control Flag Watts | Control Flag Fixtures | Watts Controlled/ Control Unit | Watts per Fixture | kW per Space | Annual KWh per Space | Annual Fuel Oil Use per Space (gallons) | Annual Natural Gas Use per Space (therms) | Peak kW Savings | Annual kWh Savings | Annual Fuel Oil Use per Space (gallons) | Annual Natural Gas Use per Space (therms) | Per-Unit Incentive Amount | Total Incentive Amount | Materials Cost | Installation Costs | Total Costs | Wattage Reduction | Notes: | Has Sensor? | Fix Height
TOTALS | -12: Totals:; -15: 0; -18: 0; -19: 0; 0 -27: 0; 0 -29: 0 | #VALUE! | 0 | 0 |  |  |  |  | 0 | 0 |  |  | 0 | 0 | 0 | 0 |  | 0 | 0 | 0 | 0
Non - Allocated Installation Costs -->
1 | -11: 0; -16: 0%; -17: 0; -18: 0; 0 -30: 0% | #VALUE! | 0 |  | 0 | 0 | 0 | 0 | 0 | 0 | 0 | 0 | 0 | 0 | 0 | 0 |  |  | 0 | 0 | 0 | 0%
2 | -11: 0; -16: 0%; -17: 0; -18: 0; 0 -30: 0% | #VALUE! | 0 |  | 0 | 0 | 0 | 0 | 0 | 0 | 0 | 0 | 0 | 0 | 0 | 0 |  |  | 0 | 0 | 0 | 0%
3 | -11: 0; -16: 0%; -17: 0; -18: 0; 0 -30: 0% | #VALUE! | 0 |  | 0 | 0 | 0 | 0 | 0 | 0 | 0 | 0 | 0 | 0 | 0 | 0 |  |  | 0 | 0 | 0 | 0%
4 | -11: 0; -16: 0%; -17: 0; -18: 0; 0 -30: 0% | #VALUE! | 0 |  | 0 | 0 | 0 | 0 | 0 | 0 | 0 | 0 | 0 | 0 | 0 | 0 |  |  | 0 | 0 | 0 | 0%
5 | -11: 0; -16: 0%; -17: 0; -18: 0; 0 -30: 0% | #VALUE! | 0 |  | 0 | 0 | 0 | 0 | 0 | 0 | 0 | 0 | 0 | 0 | 0 | 0 |  |  | 0 | 0 | 0 | 0%
6 | -11: 0; -16: 0%; -17: 0; -18: 0; 0 -30: 0% | #VALUE! | 0 |  | 0 | 0 | 0 | 0 | 0 | 0 | 0 | 0 | 0 | 0 | 0 | 0 |  |  | 0 | 0 | 0 | 0%
7 | -11: 0; -16: 0%; -17: 0; -18: 0; 0 -30: 0% | #VALUE! | 0 |  | 0 | 0 | 0 | 0 | 0 | 0 | 0 | 0 | 0 | 0 | 0 | 0 |  |  | 0 | 0 | 0 | 0%
8 | -11: 0; -16: 0%; -17: 0; -18: 0; 0 -30: 0% | #VALUE! | 0 |  | 0 | 0 | 0 | 0 | 0 | 0 | 0 | 0 | 0 | 0 | 0 | 0 |  |  | 0 | 0 | 0 | 0%
9 | -11: 0; -16: 0%; -17: 0; -18: 0; 0 -30: 0% | #VALUE! | 0 |  | 0 | 0 | 0 | 0 | 0 | 0 | 0 | 0 | 0 | 0 | 0 | 0 |  |  | 0 | 0 | 0 | 0%
10 | -11: 0; -16: 0%; -17: 0; -18: 0; 0 -30: 0% | #VALUE! | 0 |  | 0 | 0 | 0 | 0 | 0 | 0 | 0 | 0 | 0 | 0 | 0 | 0 |  |  | 0 | 0 | 0 | 0%
11 | -11: 0; -16: 0%; -17: 0; -18: 0; 0 -30: 0% | #VALUE! | 0 |  | 0 | 0 | 0 | 0 | 0 | 0 | 0 | 0 | 0 | 0 | 0 | 0 |  |  | 0 | 0 | 0 | 0%
12 | -11: 0; -16: 0%; -17: 0; -18: 0; 0 -30: 0% | #VALUE! | 0 |  | 0 | 0 | 0 | 0 | 0 | 0 | 0 | 0 | 0 | 0 | 0 | 0 |  |  | 0 | 0 | 0 | 0%
13 | -16: 0%; -17: 0; -18: 0; 0 -30: 0% | [5 empty] | 0 | 0 | 0 | 0 | 0 | 0 | 0 | 0 | 0 | 0 |  |  | 0 | 0 | 0 | 0%
14 | -16: 0%; -17: 0; -18: 0; 0 -30: 0% | [5 empty] | 0 | 0 | 0 | 0 | 0 | 0 | 0 | 0 | 0 | 0 |  |  | 0 | 0 | 0 | 0%
15 | -16: 0%; -17: 0; -18: 0; 0 -30: 0% | [5 empty] | 0 | 0 | 0 | 0 | 0 | 0 | 0 | 0 | 0 | 0 |  |  | 0 | 0 | 0 | 0%
16 | -16: 0%; -17: 0; -18: 0; 0 -30: 0% | [5 empty] | 0 | 0 | 0 | 0 | 0 | 0 | 0 | 0 | 0 | 0 |  |  | 0 | 0 | 0 | 0%
17 | -16: 0%; -17: 0; -18: 0; 0 -30: 0% | [5 empty] | 0 | 0 | 0 | 0 | 0 | 0 | 0 | 0 | 0 | 0 |  |  | 0 | 0 | 0 | 0%
18 | -16: 0%; -17: 0; -18: 0; 0 -30: 0% | [5 empty] | 0 | 0 | 0 | 0 | 0 | 0 | 0 | 0 | 0 | 0 |  |  | 0 | 0 | 0 | 0%
19 | -16: 0%; -17: 0; -18: 0; 0 -30: 0% | [5 empty] | 0 | 0 | 0 | 0 | 0 | 0 | 0 | 0 | 0 | 0 |  |  | 0 | 0 | 0 | 0%
20 | -16: 0%; -17: 0; -18: 0; 0 -30: 0% | [5 empty] | 0 | 0 | 0 | 0 | 0 | 0 | 0 | 0 | 0 | 0 |  |  | 0 | 0 | 0 | 0%
21 | -16: 0%; -17: 0; -18: 0; 0 -30: 0% | [5 empty] | 0 | 0 | 0 | 0 | 0 | 0 | 0 | 0 | 0 | 0 |  |  | 0 | 0 | 0 | 0%
22 | -16: 0%; -17: 0; -18: 0; 0 -30: 0% | [5 empty] | 0 | 0 | 0 | 0 | 0 | 0 | 0 | 0 | 0 | 0 |  |  | 0 | 0 | 0 | 0%
23 | -16: 0%; -17: 0; -18: 0; 0 -30: 0% | [5 empty] | 0 | 0 | 0 | 0 | 0 | 0 | 0 | 0 | 0 | 0 |  |  | 0 | 0 | 0 | 0%
24 | -16: 0%; -17: 0; -18: 0; 0 -30: 0% | [5 empty] | 0 | 0 | 0 | 0 | 0 | 0 | 0 | 0 | 0 | 0 |  |  | 0 | 0 | 0 | 0%
25 | -16: 0%; -17: 0; -18: 0; 0 -30: 0% | [5 empty] | 0 | 0 | 0 | 0 | 0 | 0 | 0 | 0 | 0 | 0 |  |  | 0 | 0 | 0 | 0%
26 | -16: 0%; -17: 0; -18: 0; 0 -30: 0% | [5 empty] | 0 | 0 | 0 | 0 | 0 | 0 | 0 | 0 | 0 | 0 |  |  | 0 | 0 | 0 | 0%
27 | -16: 0%; -17: 0; -18: 0; 0 -30: 0% | [5 empty] | 0 | 0 | 0 | 0 | 0 | 0 | 0 | 0 | 0 | 0 |  |  | 0 | 0 | 0 | 0%
28 | -16: 0%; -17: 0; -18: 0; 0 -30: 0% | [5 empty] | 0 | 0 | 0 | 0 | 0 | 0 | 0 | 0 | 0 | 0 |  |  | 0 | 0 | 0 | 0%
29 | -16: 0%; -17: 0; -18: 0; 0 -30: 0% | [5 empty] | 0 | 0 | 0 | 0 | 0 | 0 | 0 | 0 | 0 | 0 |  |  | 0 | 0 | 0 | 0%
30 | -16: 0%; -17: 0; -18: 0; 0 -30: 0% | [5 empty] | 0 | 0 | 0 | 0 | 0 | 0 | 0 | 0 | 0 | 0 |  |  | 0 | 0 | 0 | 0%
31 | -16: 0%; -17: 0; -18: 0; 0 -30: 0% | [5 empty] | 0 | 0 | 0 | 0 | 0 | 0 | 0 | 0 | 0 | 0 |  |  | 0 | 0 | 0 | 0%
32 | -16: 0%; -17: 0; -18: 0; 0 -30: 0% | [5 empty] | 0 | 0 | 0 | 0 | 0 | 0 | 0 | 0 | 0 | 0 |  |  | 0 | 0 | 0 | 0%
33 | -16: 0%; -17: 0; -18: 0; 0 -30: 0% | [5 empty] | 0 | 0 | 0 | 0 | 0 | 0 | 0 | 0 | 0 | 0 |  |  | 0 | 0 | 0 | 0%
34 | -16: 0%; -17: 0; -18: 0; 0 -30: 0% | [5 empty] | 0 | 0 | 0 | 0 | 0 | 0 | 0 | 0 | 0 | 0 |  |  | 0 | 0 | 0 | 0%
35 | -16: 0%; -17: 0; -18: 0; 0 -30: 0% | [5 empty] | 0 | 0 | 0 | 0 | 0 | 0 | 0 | 0 | 0 | 0 |  |  | 0 | 0 | 0 | 0%
36 | -16: 0%; -17: 0; -18: 0; 0 -30: 0% | [5 empty] | 0 | 0 | 0 | 0 | 0 | 0 | 0 | 0 | 0 | 0 |  |  | 0 | 0 | 0 | 0%
37 | -16: 0%; -17: 0; -18: 0; 0 -30: 0% | [5 empty] | 0 | 0 | 0 | 0 | 0 | 0 | 0 | 0 | 0 | 0 |  |  | 0 | 0 | 0 | 0%
38 | -16: 0%; -17: 0; -18: 0; 0 -30: 0% | [5 empty] | 0 | 0 | 0 | 0 | 0 | 0 | 0 | 0 | 0 | 0 |  |  | 0 | 0 | 0 | 0%
39 | -16: 0%; -17: 0; -18: 0; 0 -30: 0% | [5 empty] | 0 | 0 | 0 | 0 | 0 | 0 | 0 | 0 | 0 | 0 |  |  | 0 | 0 | 0 | 0%
40 | -16: 0%; -17: 0; -18: 0; 0 -30: 0% | [5 empty] | 0 | 0 | 0 | 0 | 0 | 0 | 0 | 0 | 0 | 0 |  |  | 0 | 0 | 0 | 0%
41 | -16: 0%; -17: 0; -18: 0; 0 -30: 0% | [5 empty] | 0 | 0 | 0 | 0 | 0 | 0 | 0 | 0 | 0 | 0 |  |  | 0 | 0 | 0 | 0%
42 | -16: 0%; -17: 0; -18: 0; 0 -30: 0% | [5 empty] | 0 | 0 | 0 | 0 | 0 | 0 | 0 | 0 | 0 | 0 |  |  | 0 | 0 | 0 | 0%
43 | -16: 0%; -17: 0; -18: 0; 0 -30: 0% | [5 empty] | 0 | 0 | 0 | 0 | 0 | 0 | 0 | 0 | 0 | 0 |  |  | 0 | 0 | 0 | 0%
44 | -16: 0%; -17: 0; -18: 0; 0 -30: 0% | [5 empty] | 0 | 0 | 0 | 0 | 0 | 0 | 0 | 0 | 0 | 0 |  |  | 0 | 0 | 0 | 0%
45 | -16: 0%; -17: 0; -18: 0; 0 -30: 0% | [5 empty] | 0 | 0 | 0 | 0 | 0 | 0 | 0 | 0 | 0 | 0 |  |  | 0 | 0 | 0 | 0%
46 | -16: 0%; -17: 0; -18: 0; 0 -30: 0% | [5 empty] | 0 | 0 | 0 | 0 | 0 | 0 | 0 | 0 | 0 | 0 |  |  | 0 | 0 | 0 | 0%
47 | -16: 0%; -17: 0; -18: 0; 0 -30: 0% | [5 empty] | 0 | 0 | 0 | 0 | 0 | 0 | 0 | 0 | 0 | 0 |  |  | 0 | 0 | 0 | 0%
48 | -16: 0%; -17: 0; -18: 0; 0 -30: 0% | [5 empty] | 0 | 0 | 0 | 0 | 0 | 0 | 0 | 0 | 0 | 0 |  |  | 0 | 0 | 0 | 0%
49 | -16: 0%; -17: 0; -18: 0; 0 -30: 0% | [5 empty] | 0 | 0 | 0 | 0 | 0 | 0 | 0 | 0 | 0 | 0 |  |  | 0 | 0 | 0 | 0%
50 | -16: 0%; -17: 0; -18: 0; 0 -30: 0% | [5 empty] | 0 | 0 | 0 | 0 | 0 | 0 | 0 | 0 | 0 | 0 |  |  | 0 | 0 | 0 | 0%
51 | -16: 0%; -17: 0; -18: 0; 0 -30: 0% | [5 empty] | 0 | 0 | 0 | 0 | 0 | 0 | 0 | 0 | 0 | 0 |  |  | 0 | 0 | 0 | 0%
52 | -16: 0%; -17: 0; -18: 0; 0 -30: 0% | [5 empty] | 0 | 0 | 0 | 0 | 0 | 0 | 0 | 0 | 0 | 0 |  |  | 0 | 0 | 0 | 0%
53 | -16: 0%; -17: 0; -18: 0; 0 -30: 0% | [5 empty] | 0 | 0 | 0 | 0 | 0 | 0 | 0 | 0 | 0 | 0 |  |  | 0 | 0 | 0 | 0%
54 | -16: 0%; -17: 0; -18: 0; 0 -30: 0% | [5 empty] | 0 | 0 | 0 | 0 | 0 | 0 | 0 | 0 | 0 | 0 |  |  | 0 | 0 | 0 | 0%
55 | -11: 0; -16: 0%; -17: 0; -18: 0; 0 -30: 0% | #VALUE! | 0 |  | 0 | 0 | 0 | 0 | 0 | 0 | 0 | 0 | 0 | 0 | 0 | 0 |  |  | 0 | 0 | 0 | 0%
56 | -11: 0; -16: 0%; -17: 0; -18: 0; 0 -30: 0% | #VALUE! | 0 |  | 0 | 0 | 0 | 0 | 0 | 0 | 0 | 0 | 0 | 0 | 0 | 0 |  |  | 0 | 0 | 0 | 0%
57 | -11: 0; -16: 0%; -17: 0; -18: 0; 0 -30: 0% | #VALUE! | 0 |  | 0 | 0 | 0 | 0 | 0 | 0 | 0 | 0 | 0 | 0 | 0 | 0 |  |  | 0 | 0 | 0 | 0%
58 | -11: 0; -16: 0%; -17: 0; -18: 0; 0 -30: 0% | #VALUE! | 0 |  | 0 | 0 | 0 | 0 | 0 | 0 | 0 | 0 | 0 | 0 | 0 | 0 |  |  | 0 | 0 | 0 | 0%
59 | -11: 0; -16: 0%; -17: 0; -18: 0; 0 -30: 0% | #VALUE! | 0 |  | 0 | 0 | 0 | 0 | 0 | 0 | 0 | 0 | 0 | 0 | 0 | 0 |  |  | 0 | 0 | 0 | 0%
60 | -11: 0; -16: 0%; -17: 0; -18: 0; 0 -30: 0% | #VALUE! | 0 |  | 0 | 0 | 0 | 0 | 0 | 0 | 0 | 0 | 0 | 0 | 0 | 0 |  |  | 0 | 0 | 0 | 0%
61 | -11: 0; -16: 0%; -17: 0; -18: 0; 0 -30: 0% | #VALUE! | 0 |  | 0 | 0 | 0 | 0 | 0 | 0 | 0 | 0 | 0 | 0 | 0 | 0 |  |  | 0 | 0 | 0 | 0%
62 | -11: 0; -16: 0%; -17: 0; -18: 0; 0 -30: 0% | #VALUE! | 0 |  | 0 | 0 | 0 | 0 | 0 | 0 | 0 | 0 | 0 | 0 | 0 | 0 |  |  | 0 | 0 | 0 | 0%
63 | -11: 0; -16: 0%; -17: 0; -18: 0; 0 -30: 0% | #VALUE! | 0 |  | 0 | 0 | 0 | 0 | 0 | 0 | 0 | 0 | 0 | 0 | 0 | 0 |  |  | 0 | 0 | 0 | 0%
64 | -11: 0; -16: 0%; -17: 0; -18: 0; 0 -30: 0% | #VALUE! | 0 |  | 0 | 0 | 0 | 0 | 0 | 0 | 0 | 0 | 0 | 0 | 0 | 0 |  |  | 0 | 0 | 0 | 0%
65 | -11: 0; -16: 0%; -17: 0; -18: 0; 0 -30: 0% | #VALUE! | 0 |  | 0 | 0 | 0 | 0 | 0 | 0 | 0 | 0 | 0 | 0 | 0 | 0 |  |  | 0 | 0 | 0 | 0%
66 | -11: 0; -16: 0%; -17: 0; -18: 0; 0 -30: 0% | #VALUE! | 0 |  | 0 | 0 | 0 | 0 | 0 | 0 | 0 | 0 | 0 | 0 | 0 | 0 |  |  | 0 | 0 | 0 | 0%
67 | -11: 0; -16: 0%; -17: 0; -18: 0; 0 -30: 0% | #VALUE! | 0 |  | 0 | 0 | 0 | 0 | 0 | 0 | 0 | 0 | 0 | 0 | 0 | 0 |  |  | 0 | 0 | 0 | 0%
68 | -11: 0; -16: 0%; -17: 0; -18: 0; 0 -30: 0% | #VALUE! | 0 |  | 0 | 0 | 0 | 0 | 0 | 0 | 0 | 0 | 0 | 0 | 0 | 0 |  |  | 0 | 0 | 0 | 0%
69 | -11: 0; -16: 0%; -17: 0; -18: 0; 0 -30: 0% | #VALUE! | 0 |  | 0 | 0 | 0 | 0 | 0 | 0 | 0 | 0 | 0 | 0 | 0 | 0 |  |  | 0 | 0 | 0 | 0%
70 | -11: 0; -16: 0%; -17: 0; -18: 0; 0 -30: 0% | #VALUE! | 0 |  | 0 | 0 | 0 | 0 | 0 | 0 | 0 | 0 | 0 | 0 | 0 | 0 |  |  | 0 | 0 | 0 | 0%
71 | -11: 0; -16: 0%; -17: 0; -18: 0; 0 -30: 0% | #VALUE! | 0 |  | 0 | 0 | 0 | 0 | 0 | 0 | 0 | 0 | 0 | 0 | 0 | 0 |  |  | 0 | 0 | 0 | 0%
72 | -11: 0; -16: 0%; -17: 0; -18: 0; 0 -30: 0% | #VALUE! | 0 |  | 0 | 0 | 0 | 0 | 0 | 0 | 0 | 0 | 0 | 0 | 0 | 0 |  |  | 0 | 0 | 0 | 0%
73 | -11: 0; -16: 0%; -17: 0; -18: 0; 0 -30: 0% | #VALUE! | 0 |  | 0 | 0 | 0 | 0 | 0 | 0 | 0 | 0 | 0 | 0 | 0 | 0 |  |  | 0 | 0 | 0 | 0%
74 | -11: 0; -16: 0%; -17: 0; -18: 0; 0 -30: 0% | #VALUE! | 0 |  | 0 | 0 | 0 | 0 | 0 | 0 | 0 | 0 | 0 | 0 | 0 | 0 |  |  | 0 | 0 | 0 | 0%
75 | -11: 0; -16: 0%; -17: 0; -18: 0; 0 -30: 0% | #VALUE! | 0 |  | 0 | 0 | 0 | 0 | 0 | 0 | 0 | 0 | 0 | 0 | 0 | 0 |  |  | 0 | 0 | 0 | 0%
76 | -11: 0; -16: 0%; -17: 0; -18: 0; 0 -30: 0% | #VALUE! | 0 |  | 0 | 0 | 0 | 0 | 0 | 0 | 0 | 0 | 0 | 0 | 0 | 0 |  |  | 0 | 0 | 0 | 0%
77 | -11: 0; -16: 0%; -17: 0; -18: 0; 0 -30: 0% | #VALUE! | 0 |  | 0 | 0 | 0 | 0 | 0 | 0 | 0 | 0 | 0 | 0 | 0 | 0 |  |  | 0 | 0 | 0 | 0%
78 | -11: 0; -16: 0%; -17: 0; -18: 0; 0 -30: 0% | #VALUE! | 0 |  | 0 | 0 | 0 | 0 | 0 | 0 | 0 | 0 | 0 | 0 | 0 | 0 |  |  | 0 | 0 | 0 | 0%
79 | -11: 0; -16: 0%; -17: 0; -18: 0; 0 -30: 0% | #VALUE! | 0 |  | 0 | 0 | 0 | 0 | 0 | 0 | 0 | 0 | 0 | 0 | 0 | 0 |  |  | 0 | 0 | 0 | 0%
80 | -11: 0; -16: 0%; -17: 0; -18: 0; 0 -30: 0% | #VALUE! | 0 |  | 0 | 0 | 0 | 0 | 0 | 0 | 0 | 0 | 0 | 0 | 0 | 0 |  |  | 0 | 0 | 0 | 0%
81 | -11: 0; -16: 0%; -17: 0; -18: 0; 0 -30: 0% | #VALUE! | 0 |  | 0 | 0 | 0 | 0 | 0 | 0 | 0 | 0 | 0 | 0 | 0 | 0 |  |  | 0 | 0 | 0 | 0%
82 | -11: 0; -16: 0%; -17: 0; -18: 0; 0 -30: 0% | #VALUE! | 0 |  | 0 | 0 | 0 | 0 | 0 | 0 | 0 | 0 | 0 | 0 | 0 | 0 |  |  | 0 | 0 | 0 | 0%
83 | -11: 0; -16: 0%; -17: 0; -18: 0; 0 -30: 0% | #VALUE! | 0 |  | 0 | 0 | 0 | 0 | 0 | 0 | 0 | 0 | 0 | 0 | 0 | 0 |  |  | 0 | 0 | 0 | 0%
84 | -11: 0; -16: 0%; -17: 0; -18: 0; 0 -30: 0% | #VALUE! | 0 |  | 0 | 0 | 0 | 0 | 0 | 0 | 0 | 0 | 0 | 0 | 0 | 0 |  |  | 0 | 0 | 0 | 0%
85 | -11: 0; -16: 0%; -17: 0; -18: 0; 0 -30: 0% | #VALUE! | 0 |  | 0 | 0 | 0 | 0 | 0 | 0 | 0 | 0 | 0 | 0 | 0 | 0 |  |  | 0 | 0 | 0 | 0%
86 | -11: 0; -16: 0%; -17: 0; -18: 0; 0 -30: 0% | #VALUE! | 0 |  | 0 | 0 | 0 | 0 | 0 | 0 | 0 | 0 | 0 | 0 | 0 | 0 |  |  | 0 | 0 | 0 | 0%
87 | -11: 0; -16: 0%; -17: 0; -18: 0; 0 -30: 0% | #VALUE! | 0 |  | 0 | 0 | 0 | 0 | 0 | 0 | 0 | 0 | 0 | 0 | 0 | 0 |  |  | 0 | 0 | 0 | 0%
88 | -11: 0; -16: 0%; -17: 0; -18: 0; 0 -30: 0% | #VALUE! | 0 |  | 0 | 0 | 0 | 0 | 0 | 0 | 0 | 0 | 0 | 0 | 0 | 0 |  |  | 0 | 0 | 0 | 0%
89 | -11: 0; -16: 0%; -17: 0; -18: 0; 0 -30: 0% | #VALUE! | 0 |  | 0 | 0 | 0 | 0 | 0 | 0 | 0 | 0 | 0 | 0 | 0 | 0 |  |  | 0 | 0 | 0 | 0%
90 | -11: 0; -16: 0%; -17: 0; -18: 0; 0 -30: 0% | #VALUE! | 0 |  | 0 | 0 | 0 | 0 | 0 | 0 | 0 | 0 | 0 | 0 | 0 | 0 |  |  | 0 | 0 | 0 | 0%
91 | -11: 0; -16: 0%; -17: 0; -18: 0; 0 -30: 0% | #VALUE! | 0 |  | 0 | 0 | 0 | 0 | 0 | 0 | 0 | 0 | 0 | 0 | 0 | 0 |  |  | 0 | 0 | 0 | 0%
92 | -11: 0; -16: 0%; -17: 0; -18: 0; 0 -30: 0% | #VALUE! | 0 |  | 0 | 0 | 0 | 0 | 0 | 0 | 0 | 0 | 0 | 0 | 0 | 0 |  |  | 0 | 0 | 0 | 0%
93 | -11: 0; -16: 0%; -17: 0; -18: 0; 0 -30: 0% | #VALUE! | 0 |  | 0 | 0 | 0 | 0 | 0 | 0 | 0 | 0 | 0 | 0 | 0 | 0 |  |  | 0 | 0 | 0 | 0%
94 | -11: 0; -16: 0%; -17: 0; -18: 0; 0 -30: 0% | #VALUE! | 0 |  | 0 | 0 | 0 | 0 | 0 | 0 | 0 | 0 | 0 | 0 | 0 | 0 |  |  | 0 | 0 | 0 | 0%
95 | -11: 0; -16: 0%; -17: 0; -18: 0; 0 -30: 0% | #VALUE! | 0 |  | 0 | 0 | 0 | 0 | 0 | 0 | 0 | 0 | 0 | 0 | 0 | 0 |  |  | 0 | 0 | 0 | 0%
96 | -11: 0; -16: 0%; -17: 0; -18: 0; 0 -30: 0% | #VALUE! | 0 |  | 0 | 0 | 0 | 0 | 0 | 0 | 0 | 0 | 0 | 0 | 0 | 0 |  |  | 0 | 0 | 0 | 0%
97 | -11: 0; -16: 0%; -17: 0; -18: 0; 0 -30: 0% | #VALUE! | 0 |  | 0 | 0 | 0 | 0 | 0 | 0 | 0 | 0 | 0 | 0 | 0 | 0 |  |  | 0 | 0 | 0 | 0%
98 | -11: 0; -16: 0%; -17: 0; -18: 0; 0 -30: 0% | #VALUE! | 0 |  | 0 | 0 | 0 | 0 | 0 | 0 | 0 | 0 | 0 | 0 | 0 | 0 |  |  | 0 | 0 | 0 | 0%
99 | -11: 0; -16: 0%; -17: 0; -18: 0; 0 -30: 0% | #VALUE! | 0 |  | 0 | 0 | 0 | 0 | 0 | 0 | 0 | 0 | 0 | 0 | 0 | 0 |  |  | 0 | 0 | 0 | 0%
100 | -11: 0; -16: 0%; -17: 0; -18: 0; 0 -30: 0% | #VALUE! | 0 |  | 0 | 0 | 0 | 0 | 0 | 0 | 0 | 0 | 0 | 0 | 0 | 0 |  |  | 0 | 0 | 0 | 0%
101 | -11: 0; -16: 0%; -17: 0; -18: 0; 0 -30: 0% | #VALUE! | 0 |  | 0 | 0 | 0 | 0 | 0 | 0 | 0 | 0 | 0 | 0 | 0 | 0 |  |  | 0 | 0 | 0 | 0%
102 | -11: 0; -16: 0%; -17: 0; -18: 0; 0 -30: 0% | #VALUE! | 0 |  | 0 | 0 | 0 | 0 | 0 | 0 | 0 | 0 | 0 | 0 | 0 | 0 |  |  | 0 | 0 | 0 | 0%
103 | -11: 0; -16: 0%; -17: 0; -18: 0; 0 -30: 0% | #VALUE! | 0 |  | 0 | 0 | 0 | 0 | 0 | 0 | 0 | 0 | 0 | 0 | 0 | 0 |  |  | 0 | 0 | 0 | 0%
104 | -11: 0; -16: 0%; -17: 0; -18: 0; 0 -30: 0% | #VALUE! | 0 |  | 0 | 0 | 0 | 0 | 0 | 0 | 0 | 0 | 0 | 0 | 0 | 0 |  |  | 0 | 0 | 0 | 0%
105 | -11: 0; -16: 0%; -17: 0; -18: 0; 0 -30: 0% | #VALUE! | 0 |  | 0 | 0 | 0 | 0 | 0 | 0 | 0 | 0 | 0 | 0 | 0 | 0 |  |  | 0 | 0 | 0 | 0%
106 | -11: 0; -16: 0%; -17: 0; -18: 0; 0 -30: 0% | #VALUE! | 0 |  | 0 | 0 | 0 | 0 | 0 | 0 | 0 | 0 | 0 | 0 | 0 | 0 |  |  | 0 | 0 | 0 | 0%
107 | -11: 0; -16: 0%; -17: 0; -18: 0; 0 -30: 0% | #VALUE! | 0 |  | 0 | 0 | 0 | 0 | 0 | 0 | 0 | 0 | 0 | 0 | 0 | 0 |  |  | 0 | 0 | 0 | 0%
108 | -11: 0; -16: 0%; -17: 0; -18: 0; 0 -30: 0% | #VALUE! | 0 |  | 0 | 0 | 0 | 0 | 0 | 0 | 0 | 0 | 0 | 0 | 0 | 0 |  |  | 0 | 0 | 0 | 0%
109 | -11: 0; -16: 0%; -17: 0; -18: 0; 0 -30: 0% | #VALUE! | 0 |  | 0 | 0 | 0 | 0 | 0 | 0 | 0 | 0 | 0 | 0 | 0 | 0 |  |  | 0 | 0 | 0 | 0%
110 | -11: 0; -16: 0%; -17: 0; -18: 0; 0 -30: 0% | #VALUE! | 0 |  | 0 | 0 | 0 | 0 | 0 | 0 | 0 | 0 | 0 | 0 | 0 | 0 |  |  | 0 | 0 | 0 | 0%
111 | -11: 0; -16: 0%; -17: 0; -18: 0; 0 -30: 0% | #VALUE! | 0 |  | 0 | 0 | 0 | 0 | 0 | 0 | 0 | 0 | 0 | 0 | 0 | 0 |  |  | 0 | 0 | 0 | 0%
112 | -11: 0; -16: 0%; -17: 0; -18: 0; 0 -30: 0% | #VALUE! | 0 |  | 0 | 0 | 0 | 0 | 0 | 0 | 0 | 0 | 0 | 0 | 0 | 0 |  |  | 0 | 0 | 0 | 0%
113 | -11: 0; -16: 0%; -17: 0; -18: 0; 0 -30: 0% | #VALUE! | 0 |  | 0 | 0 | 0 | 0 | 0 | 0 | 0 | 0 | 0 | 0 | 0 | 0 |  |  | 0 | 0 | 0 | 0%
114 | -11: 0; -16: 0%; -17: 0; -18: 0; 0 -30: 0% | #VALUE! | 0 |  | 0 | 0 | 0 | 0 | 0 | 0 | 0 | 0 | 0 | 0 | 0 | 0 |  |  | 0 | 0 | 0 | 0%
115 | -11: 0; -16: 0%; -17: 0; -18: 0; 0 -30: 0% | #VALUE! | 0 |  | 0 | 0 | 0 | 0 | 0 | 0 | 0 | 0 | 0 | 0 | 0 | 0 |  |  | 0 | 0 | 0 | 0%
116 | -11: 0; -16: 0%; -17: 0; -18: 0; 0 -30: 0% | #VALUE! | 0 |  | 0 | 0 | 0 | 0 | 0 | 0 | 0 | 0 | 0 | 0 | 0 | 0 |  |  | 0 | 0 | 0 | 0%
117 | -11: 0; -16: 0%; -17: 0; -18: 0; 0 -30: 0% | #VALUE! | 0 |  | 0 | 0 | 0 | 0 | 0 | 0 | 0 | 0 | 0 | 0 | 0 | 0 |  |  | 0 | 0 | 0 | 0%
118 | -11: 0; -16: 0%; -17: 0; -18: 0; 0 -30: 0% | #VALUE! | 0 |  | 0 | 0 | 0 | 0 | 0 | 0 | 0 | 0 | 0 | 0 | 0 | 0 |  |  | 0 | 0 | 0 | 0%
119 | -11: 0; -16: 0%; -17: 0; -18: 0; 0 -30: 0% | #VALUE! | 0 |  | 0 | 0 | 0 | 0 | 0 | 0 | 0 | 0 | 0 | 0 | 0 | 0 |  |  | 0 | 0 | 0 | 0%
120 | -11: 0; -16: 0%; -17: 0; -18: 0; 0 -30: 0% | #VALUE! | 0 |  | 0 | 0 | 0 | 0 | 0 | 0 | 0 | 0 | 0 | 0 | 0 | 0 |  |  | 0 | 0 | 0 | 0%
121 | -11: 0; -16: 0%; -17: 0; -18: 0; 0 -30: 0% | #VALUE! | 0 |  | 0 | 0 | 0 | 0 | 0 | 0 | 0 | 0 | 0 | 0 | 0 | 0 |  |  | 0 | 0 | 0 | 0%
122 | -11: 0; -16: 0%; -17: 0; -18: 0; 0 -30: 0% | #VALUE! | 0 |  | 0 | 0 | 0 | 0 | 0 | 0 | 0 | 0 | 0 | 0 | 0 | 0 |  |  | 0 | 0 | 0 | 0%
123 | -11: 0; -16: 0%; -17: 0; -18: 0; 0 -30: 0% | #VALUE! | 0 |  | 0 | 0 | 0 | 0 | 0 | 0 | 0 | 0 | 0 | 0 | 0 | 0 |  |  | 0 | 0 | 0 | 0%
124 | -11: 0; -16: 0%; -17: 0; -18: 0; 0 -30: 0% | #VALUE! | 0 |  | 0 | 0 | 0 | 0 | 0 | 0 | 0 | 0 | 0 | 0 | 0 | 0 |  |  | 0 | 0 | 0 | 0%
125 | -11: 0; -16: 0%; -17: 0; -18: 0; 0 -30: 0% | #VALUE! | 0 |  | 0 | 0 | 0 | 0 | 0 | 0 | 0 | 0 | 0 | 0 | 0 | 0 |  |  | 0 | 0 | 0 | 0%
126 | -11: 0; -16: 0%; -17: 0; -18: 0; 0 -30: 0% | #VALUE! | 0 |  | 0 | 0 | 0 | 0 | 0 | 0 | 0 | 0 | 0 | 0 | 0 | 0 |  |  | 0 | 0 | 0 | 0%
127 | -11: 0; -16: 0%; -17: 0; -18: 0; 0 -30: 0% | #VALUE! | 0 |  | 0 | 0 | 0 | 0 | 0 | 0 | 0 | 0 | 0 | 0 | 0 | 0 |  |  | 0 | 0 | 0 | 0%
128 | -11: 0; -16: 0%; -17: 0; -18: 0; 0 -30: 0% | #VALUE! | 0 |  | 0 | 0 | 0 | 0 | 0 | 0 | 0 | 0 | 0 | 0 | 0 | 0 |  |  | 0 | 0 | 0 | 0%
129 | -11: 0; -16: 0%; -17: 0; -18: 0; 0 -30: 0% | #VALUE! | 0 |  | 0 | 0 | 0 | 0 | 0 | 0 | 0 | 0 | 0 | 0 | 0 | 0 |  |  | 0 | 0 | 0 | 0%
130 | -11: 0; -16: 0%; -17: 0; -18: 0; 0 -30: 0% | #VALUE! | 0 |  | 0 | 0 | 0 | 0 | 0 | 0 | 0 | 0 | 0 | 0 | 0 | 0 |  |  | 0 | 0 | 0 | 0%
131 | -11: 0; -16: 0%; -17: 0; -18: 0; 0 -30: 0% | #VALUE! | 0 |  | 0 | 0 | 0 | 0 | 0 | 0 | 0 | 0 | 0 | 0 | 0 | 0 |  |  | 0 | 0 | 0 | 0%
132 | -11: 0; -16: 0%; -17: 0; -18: 0; 0 -30: 0% | #VALUE! | 0 |  | 0 | 0 | 0 | 0 | 0 | 0 | 0 | 0 | 0 | 0 | 0 | 0 |  |  | 0 | 0 | 0 | 0%
133 | -11: 0; -16: 0%; -17: 0; -18: 0; 0 -30: 0% | #VALUE! | 0 |  | 0 | 0 | 0 | 0 | 0 | 0 | 0 | 0 | 0 | 0 | 0 | 0 |  |  | 0 | 0 | 0 | 0%
134 | -11: 0; -16: 0%; -17: 0; -18: 0; 0 -27: 0; 0 -30: 0% | 0 | 0 |  | 0 | 0 | 0 | 0 | 0 | 0 | 0 | 0 | 0 | 0 | 0 | 0 |  |  | 0 | 0 | 0 | 0%
135 | -11: 0; -16: 0%; -17: 0; -18: 0; 0 -27: 0; 0 -30: 0% | 0 | 0 |  | 0 | 0 | 0 | 0 | 0 | 0 | 0 | 0 | 0 | 0 | 0 | 0 |  |  | 0 | 0 | 0 | 0%
136 | -11: 0; -16: 0%; -17: 0; -18: 0; 0 -27: 0; 0 -30: 0% | 0 | 0 |  | 0 | 0 | 0 | 0 | 0 | 0 | 0 | 0 | 0 | 0 | 0 | 0 |  |  | 0 | 0 | 0 | 0%
137 | -11: 0; -16: 0%; -17: 0; -18: 0; 0 -27: 0; 0 -30: 0% | 0 | 0 |  | 0 | 0 | 0 | 0 | 0 | 0 | 0 | 0 | 0 | 0 | 0 | 0 |  |  | 0 | 0 | 0 | 0%
138 | -11: 0; -16: 0%; -17: 0; -18: 0; 0 -27: 0; 0 -30: 0% | 0 | 0 |  | 0 | 0 | 0 | 0 | 0 | 0 | 0 | 0 | 0 | 0 | 0 | 0 |  |  | 0 | 0 | 0 | 0%
139 | -11: 0; -16: 0%; -17: 0; -18: 0; 0 -27: 0; 0 -30: 0% | 0 | 0 |  | 0 | 0 | 0 | 0 | 0 | 0 | 0 | 0 | 0 | 0 | 0 | 0 |  |  | 0 | 0 | 0 | 0%
140 | -11: 0; -16: 0%; -17: 0; -18: 0; 0 -27: 0; 0 -30: 0% | 0 | 0 |  | 0 | 0 | 0 | 0 | 0 | 0 | 0 | 0 | 0 | 0 | 0 | 0 |  |  | 0 | 0 | 0 | 0%
141 | -11: 0; -16: 0%; -17: 0; -18: 0; 0 -27: 0; 0 -30: 0% | 0 | 0 |  | 0 | 0 | 0 | 0 | 0 | 0 | 0 | 0 | 0 | 0 | 0 | 0 |  |  | 0 | 0 | 0 | 0%
142 | -11: 0; -16: 0%; -17: 0; -18: 0; 0 -27: 0; 0 -30: 0% | 0 | 0 |  | 0 | 0 | 0 | 0 | 0 | 0 | 0 | 0 | 0 | 0 | 0 | 0 |  |  | 0 | 0 | 0 | 0%
143 | -11: 0; -16: 0%; -17: 0; -18: 0; 0 -27: 0; 0 -30: 0% | 0 | 0 |  | 0 | 0 | 0 | 0 | 0 | 0 | 0 | 0 | 0 | 0 | 0 | 0 |  |  | 0 | 0 | 0 | 0%
144 | -11: 0; -16: 0%; -17: 0; -18: 0; 0 -27: 0; 0 -30: 0% | 0 | 0 |  | 0 | 0 | 0 | 0 | 0 | 0 | 0 | 0 | 0 | 0 | 0 | 0 |  |  | 0 | 0 | 0 | 0%
145 | -11: 0; -16: 0%; -17: 0; -18: 0; 0 -27: 0; 0 -30: 0% | 0 | 0 |  | 0 | 0 | 0 | 0 | 0 | 0 | 0 | 0 | 0 | 0 | 0 | 0 |  |  | 0 | 0 | 0 | 0%
146 | -11: 0; -16: 0%; -17: 0; -18: 0; 0 -27: 0; 0 -30: 0% | 0 | 0 |  | 0 | 0 | 0 | 0 | 0 | 0 | 0 | 0 | 0 | 0 | 0 | 0 |  |  | 0 | 0 | 0 | 0%
147 | -11: 0; -16: 0%; -17: 0; -18: 0; 0 -27: 0; 0 -30: 0% | 0 | 0 |  | 0 | 0 | 0 | 0 | 0 | 0 | 0 | 0 | 0 | 0 | 0 | 0 |  |  | 0 | 0 | 0 | 0%
148 | -11: 0; -16: 0%; -17: 0; -18: 0; 0 -27: 0; 0 -30: 0% | 0 | 0 |  | 0 | 0 | 0 | 0 | 0 | 0 | 0 | 0 | 0 | 0 | 0 | 0 |  |  | 0 | 0 | 0 | 0%
149 | -11: 0; -16: 0%; -17: 0; -18: 0; 0 -27: 0; 0 -30: 0% | 0 | 0 |  | 0 | 0 | 0 | 0 | 0 | 0 | 0 | 0 | 0 | 0 | 0 | 0 |  |  | 0 | 0 | 0 | 0%
150 | -11: 0; -16: 0%; -17: 0; -18: 0; 0 -27: 0; 0 -30: 0% | 0 | 0 |  | 0 | 0 | 0 | 0 | 0 | 0 | 0 | 0 | 0 | 0 | 0 | 0 |  |  | 0 | 0 | 0 | 0%
151 | -11: 0; -16: 0%; -17: 0; -18: 0; 0 -27: 0; 0 -30: 0% | 0 | 0 |  | 0 | 0 | 0 | 0 | 0 | 0 | 0 | 0 | 0 | 0 | 0 | 0 |  |  | 0 | 0 | 0 | 0%
152 | -11: 0; -16: 0%; -17: 0; -18: 0; 0 -27: 0; 0 -30: 0% | 0 | 0 |  | 0 | 0 | 0 | 0 | 0 | 0 | 0 | 0 | 0 | 0 | 0 | 0 |  |  | 0 | 0 | 0 | 0%
153 | -11: 0; -16: 0%; -17: 0; -18: 0; 0 -27: 0; 0 -30: 0% | 0 | 0 |  | 0 | 0 | 0 | 0 | 0 | 0 | 0 | 0 | 0 | 0 | 0 | 0 |  |  | 0 | 0 | 0 | 0%
154 | -11: 0; -16: 0%; -17: 0; -18: 0; 0 -27: 0; 0 -30: 0% | 0 | 0 |  | 0 | 0 | 0 | 0 | 0 | 0 | 0 | 0 | 0 | 0 | 0 | 0 |  |  | 0 | 0 | 0 | 0%
155 | -11: 0; -16: 0%; -17: 0; -18: 0; 0 -27: 0; 0 -30: 0% | 0 | 0 |  | 0 | 0 | 0 | 0 | 0 | 0 | 0 | 0 | 0 | 0 | 0 | 0 |  |  | 0 | 0 | 0 | 0%
156 | -11: 0; -16: 0%; -17: 0; -18: 0; 0 -27: 0; 0 -30: 0% | 0 | 0 |  | 0 | 0 | 0 | 0 | 0 | 0 | 0 | 0 | 0 | 0 | 0 | 0 |  |  | 0 | 0 | 0 | 0%
157 | -11: 0; -16: 0%; -17: 0; -18: 0; 0 -27: 0; 0 -30: 0% | 0 | 0 |  | 0 | 0 | 0 | 0 | 0 | 0 | 0 | 0 | 0 | 0 | 0 | 0 |  |  | 0 | 0 | 0 | 0%
158 | -11: 0; -16: 0%; -17: 0; -18: 0; 0 -27: 0; 0 -30: 0% | 0 | 0 |  | 0 | 0 | 0 | 0 | 0 | 0 | 0 | 0 | 0 | 0 | 0 | 0 |  |  | 0 | 0 | 0 | 0%
159 | -11: 0; -16: 0%; -17: 0; -18: 0; 0 -27: 0; 0 -30: 0% | 0 | 0 |  | 0 | 0 | 0 | 0 | 0 | 0 | 0 | 0 | 0 | 0 | 0 | 0 |  |  | 0 | 0 | 0 | 0%
160 | -11: 0; -16: 0%; -17: 0; -18: 0; 0 -27: 0; 0 -30: 0% | 0 | 0 |  | 0 | 0 | 0 | 0 | 0 | 0 | 0 | 0 | 0 | 0 | 0 | 0 |  |  | 0 | 0 | 0 | 0%
161 | -11: 0; -16: 0%; -17: 0; -18: 0; 0 -27: 0; 0 -30: 0% | 0 | 0 |  | 0 | 0 | 0 | 0 | 0 | 0 | 0 | 0 | 0 | 0 | 0 | 0 |  |  | 0 | 0 | 0 | 0%
162 | -11: 0; -16: 0%; -17: 0; -18: 0; 0 -27: 0; 0 -30: 0% | 0 | 0 |  | 0 | 0 | 0 | 0 | 0 | 0 | 0 | 0 | 0 | 0 | 0 | 0 |  |  | 0 | 0 | 0 | 0%
163 | -11: 0; -16: 0%; -17: 0; -18: 0; 0 -27: 0; 0 -30: 0% | 0 | 0 |  | 0 | 0 | 0 | 0 | 0 | 0 | 0 | 0 | 0 | 0 | 0 | 0 |  |  | 0 | 0 | 0 | 0%
164 | -11: 0; -16: 0%; -17: 0; -18: 0; 0 -27: 0; 0 -30: 0% | 0 | 0 |  | 0 | 0 | 0 | 0 | 0 | 0 | 0 | 0 | 0 | 0 | 0 | 0 |  |  | 0 | 0 | 0 | 0%
165 | -11: 0; -16: 0%; -17: 0; -18: 0; 0 -27: 0; 0 -30: 0% | 0 | 0 |  | 0 | 0 | 0 | 0 | 0 | 0 | 0 | 0 | 0 | 0 | 0 | 0 |  |  | 0 | 0 | 0 | 0%
166 | -11: 0; -16: 0%; -17: 0; -18: 0; 0 -27: 0; 0 -30: 0% | 0 | 0 |  | 0 | 0 | 0 | 0 | 0 | 0 | 0 | 0 | 0 | 0 | 0 | 0 |  |  | 0 | 0 | 0 | 0%
167 | -11: 0; -16: 0%; -17: 0; -18: 0; 0 -27: 0; 0 -30: 0% | 0 | 0 |  | 0 | 0 | 0 | 0 | 0 | 0 | 0 | 0 | 0 | 0 | 0 | 0 |  |  | 0 | 0 | 0 | 0%
168 | -11: 0; -16: 0%; -17: 0; -18: 0; 0 -27: 0; 0 -30: 0% | 0 | 0 |  | 0 | 0 | 0 | 0 | 0 | 0 | 0 | 0 | 0 | 0 | 0 | 0 |  |  | 0 | 0 | 0 | 0%
169 | -11: 0; -16: 0%; -17: 0; -18: 0; 0 -27: 0; 0 -30: 0% | 0 | 0 |  | 0 | 0 | 0 | 0 | 0 | 0 | 0 | 0 | 0 | 0 | 0 | 0 |  |  | 0 | 0 | 0 | 0%
170 | -11: 0; -16: 0%; -17: 0; -18: 0; 0 -27: 0; 0 -30: 0% | 0 | 0 |  | 0 | 0 | 0 | 0 | 0 | 0 | 0 | 0 | 0 | 0 | 0 | 0 |  |  | 0 | 0 | 0 | 0%
171 | -11: 0; -16: 0%; -17: 0; -18: 0; 0 -27: 0; 0 -30: 0% | 0 | 0 |  | 0 | 0 | 0 | 0 | 0 | 0 | 0 | 0 | 0 | 0 | 0 | 0 |  |  | 0 | 0 | 0 | 0%
172 | -11: 0; -16: 0%; -17: 0; -18: 0; 0 -27: 0; 0 -30: 0% | 0 | 0 |  | 0 | 0 | 0 | 0 | 0 | 0 | 0 | 0 | 0 | 0 | 0 | 0 |  |  | 0 | 0 | 0 | 0%
173 | -11: 0; -16: 0%; -17: 0; -18: 0; 0 -27: 0; 0 -30: 0% | 0 | 0 |  | 0 | 0 | 0 | 0 | 0 | 0 | 0 | 0 | 0 | 0 | 0 | 0 |  |  | 0 | 0 | 0 | 0%
174 | -11: 0; -16: 0%; -17: 0; -18: 0; 0 -27: 0; 0 -30: 0% | 0 | 0 |  | 0 | 0 | 0 | 0 | 0 | 0 | 0 | 0 | 0 | 0 | 0 | 0 |  |  | 0 | 0 | 0 | 0%
175 | -11: 0; -16: 0%; -17: 0; -18: 0; 0 -27: 0; 0 -30: 0% | 0 | 0 |  | 0 | 0 | 0 | 0 | 0 | 0 | 0 | 0 | 0 | 0 | 0 | 0 |  |  | 0 | 0 | 0 | 0%
176 | -11: 0; -16: 0%; -17: 0; -18: 0; 0 -27: 0; 0 -30: 0% | 0 | 0 |  | 0 | 0 | 0 | 0 | 0 | 0 | 0 | 0 | 0 | 0 | 0 | 0 |  |  | 0 | 0 | 0 | 0%
177 | -11: 0; -16: 0%; -17: 0; -18: 0; 0 -27: 0; 0 -30: 0% | 0 | 0 |  | 0 | 0 | 0 | 0 | 0 | 0 | 0 | 0 | 0 | 0 | 0 | 0 |  |  | 0 | 0 | 0 | 0%
178 | -11: 0; -16: 0%; -17: 0; -18: 0; 0 -27: 0; 0 -30: 0% | 0 | 0 |  | 0 | 0 | 0 | 0 | 0 | 0 | 0 | 0 | 0 | 0 | 0 | 0 |  |  | 0 | 0 | 0 | 0%
179 | -11: 0; -16: 0%; -17: 0; -18: 0; 0 -27: 0; 0 -30: 0% | 0 | 0 |  | 0 | 0 | 0 | 0 | 0 | 0 | 0 | 0 | 0 | 0 | 0 | 0 |  |  | 0 | 0 | 0 | 0%
180 | -11: 0; -16: 0%; -17: 0; -18: 0; 0 -27: 0; 0 -30: 0% | 0 | 0 |  | 0 | 0 | 0 | 0 | 0 | 0 | 0 | 0 | 0 | 0 | 0 | 0 |  |  | 0 | 0 | 0 | 0%
181 | -11: 0; -16: 0%; -17: 0; -18: 0; 0 -27: 0; 0 -30: 0% | 0 | 0 |  | 0 | 0 | 0 | 0 | 0 | 0 | 0 | 0 | 0 | 0 | 0 | 0 |  |  | 0 | 0 | 0 | 0%
182 | -11: 0; -16: 0%; -17: 0; -18: 0; 0 -27: 0; 0 -30: 0% | 0 | 0 |  | 0 | 0 | 0 | 0 | 0 | 0 | 0 | 0 | 0 | 0 | 0 | 0 |  |  | 0 | 0 | 0 | 0%
183 | -11: 0; -16: 0%; -17: 0; -18: 0; 0 -27: 0; 0 -30: 0% | 0 | 0 |  | 0 | 0 | 0 | 0 | 0 | 0 | 0 | 0 | 0 | 0 | 0 | 0 |  |  | 0 | 0 | 0 | 0%
184 | -11: 0; -16: 0%; -17: 0; -18: 0; 0 -27: 0; 0 -30: 0% | 0 | 0 |  | 0 | 0 | 0 | 0 | 0 | 0 | 0 | 0 | 0 | 0 | 0 | 0 |  |  | 0 | 0 | 0 | 0%
185 | -11: 0; -16: 0%; -17: 0; -18: 0; 0 -27: 0; 0 -30: 0% | 0 | 0 |  | 0 | 0 | 0 | 0 | 0 | 0 | 0 | 0 | 0 | 0 | 0 | 0 |  |  | 0 | 0 | 0 | 0%
186 | -11: 0; -16: 0%; -17: 0; -18: 0; 0 -27: 0; 0 -30: 0% | 0 | 0 |  | 0 | 0 | 0 | 0 | 0 | 0 | 0 | 0 | 0 | 0 | 0 | 0 |  |  | 0 | 0 | 0 | 0%
187 | -11: 0; -16: 0%; -17: 0; -18: 0; 0 -27: 0; 0 -30: 0% | 0 | 0 |  | 0 | 0 | 0 | 0 | 0 | 0 | 0 | 0 | 0 | 0 | 0 | 0 |  |  | 0 | 0 | 0 | 0%
188 | -11: 0; -16: 0%; -17: 0; -18: 0; 0 -27: 0; 0 -30: 0% | 0 | 0 |  | 0 | 0 | 0 | 0 | 0 | 0 | 0 | 0 | 0 | 0 | 0 | 0 |  |  | 0 | 0 | 0 | 0%
189 | -11: 0; -16: 0%; -17: 0; -18: 0; 0 -27: 0; 0 -30: 0% | 0 | 0 |  | 0 | 0 | 0 | 0 | 0 | 0 | 0 | 0 | 0 | 0 | 0 | 0 |  |  | 0 | 0 | 0 | 0%
190 | -11: 0; -16: 0%; -17: 0; -18: 0; 0 -27: 0; 0 -30: 0% | 0 | 0 |  | 0 | 0 | 0 | 0 | 0 | 0 | 0 | 0 | 0 | 0 | 0 | 0 |  |  | 0 | 0 | 0 | 0%
191 | -11: 0; -16: 0%; -17: 0; -18: 0; 0 -27: 0; 0 -30: 0% | 0 | 0 |  | 0 | 0 | 0 | 0 | 0 | 0 | 0 | 0 | 0 | 0 | 0 | 0 |  |  | 0 | 0 | 0 | 0%
192 | -11: 0; -16: 0%; -17: 0; -18: 0; 0 -27: 0; 0 -30: 0% | 0 | 0 |  | 0 | 0 | 0 | 0 | 0 | 0 | 0 | 0 | 0 | 0 | 0 | 0 |  |  | 0 | 0 | 0 | 0%
193 | -11: 0; -16: 0%; -17: 0; -18: 0; 0 -27: 0; 0 -30: 0% | 0 | 0 |  | 0 | 0 | 0 | 0 | 0 | 0 | 0 | 0 | 0 | 0 | 0 | 0 |  |  | 0 | 0 | 0 | 0%
194 | -11: 0; -16: 0%; -17: 0; -18: 0; 0 -27: 0; 0 -30: 0% | 0 | 0 |  | 0 | 0 | 0 | 0 | 0 | 0 | 0 | 0 | 0 | 0 | 0 | 0 |  |  | 0 | 0 | 0 | 0%
195 | -11: 0; -16: 0%; -17: 0; -18: 0; 0 -27: 0; 0 -30: 0% | 0 | 0 |  | 0 | 0 | 0 | 0 | 0 | 0 | 0 | 0 | 0 | 0 | 0 | 0 |  |  | 0 | 0 | 0 | 0%
196 | -11: 0; -16: 0%; -17: 0; -18: 0; 0 -27: 0; 0 -30: 0% | 0 | 0 |  | 0 | 0 | 0 | 0 | 0 | 0 | 0 | 0 | 0 | 0 | 0 | 0 |  |  | 0 | 0 | 0 | 0%
197 | -11: 0; -16: 0%; -17: 0; -18: 0; 0 -27: 0; 0 -30: 0% | 0 | 0 |  | 0 | 0 | 0 | 0 | 0 | 0 | 0 | 0 | 0 | 0 | 0 | 0 |  |  | 0 | 0 | 0 | 0%
198 | -11: 0; -16: 0%; -17: 0; -18: 0; 0 -27: 0; 0 -30: 0% | 0 | 0 |  | 0 | 0 | 0 | 0 | 0 | 0 | 0 | 0 | 0 | 0 | 0 | 0 |  |  | 0 | 0 | 0 | 0%
199 | -11: 0; -16: 0%; -17: 0; -18: 0; 0 -27: 0; 0 -30: 0% | 0 | 0 |  | 0 | 0 | 0 | 0 | 0 | 0 | 0 | 0 | 0 | 0 | 0 | 0 |  |  | 0 | 0 | 0 | 0%
200 | -11: 0; -16: 0%; -17: 0; -18: 0; 0 -27: 0; 0 -30: 0% | 0 | 0 |  | 0 | 0 | 0 | 0 | 0 | 0 | 0 | 0 | 0 | 0 | 0 | 0 |  |  | 0 | 0 | 0 | 0%
201 | -11: 0; -16: 0%; -17: 0; -18: 0; 0 -27: 0; 0 -30: 0% | 0 | 0 |  | 0 | 0 | 0 | 0 | 0 | 0 | 0 | 0 | 0 | 0 | 0 | 0 |  |  | 0 | 0 | 0 | 0%
202 | -11: 0; -16: 0%; -17: 0; -18: 0; 0 -27: 0; 0 -30: 0% | 0 | 0 |  | 0 | 0 | 0 | 0 | 0 | 0 | 0 | 0 | 0 | 0 | 0 | 0 |  |  | 0 | 0 | 0 | 0%
203 | -11: 0; -16: 0%; -17: 0; -18: 0; 0 -27: 0; 0 -30: 0% | 0 | 0 |  | 0 | 0 | 0 | 0 | 0 | 0 | 0 | 0 | 0 | 0 | 0 | 0 |  |  | 0 | 0 | 0 | 0%
204 | -11: 0; -16: 0%; -17: 0; -18: 0; 0 -27: 0; 0 -30: 0% | 0 | 0 |  | 0 | 0 | 0 | 0 | 0 | 0 | 0 | 0 | 0 | 0 | 0 | 0 |  |  | 0 | 0 | 0 | 0%
205 | -11: 0; -16: 0%; -17: 0; -18: 0; 0 -27: 0; 0 -30: 0% | 0 | 0 |  | 0 | 0 | 0 | 0 | 0 | 0 | 0 | 0 | 0 | 0 | 0 | 0 |  |  | 0 | 0 | 0 | 0%
206 | -11: 0; -16: 0%; -17: 0; -18: 0; 0 -27: 0; 0 -30: 0% | 0 | 0 |  | 0 | 0 | 0 | 0 | 0 | 0 | 0 | 0 | 0 | 0 | 0 | 0 |  |  | 0 | 0 | 0 | 0%
207 | -11: 0; -16: 0%; -17: 0; -18: 0; 0 -27: 0; 0 -30: 0% | 0 | 0 |  | 0 | 0 | 0 | 0 | 0 | 0 | 0 | 0 | 0 | 0 | 0 | 0 |  |  | 0 | 0 | 0 | 0%
208 | -11: 0; -16: 0%; -17: 0; -18: 0; 0 -27: 0; 0 -30: 0% | 0 | 0 |  | 0 | 0 | 0 | 0 | 0 | 0 | 0 | 0 | 0 | 0 | 0 | 0 |  |  | 0 | 0 | 0 | 0%
209 | -11: 0; -16: 0%; -17: 0; -18: 0; 0 -27: 0; 0 -30: 0% | 0 | 0 |  | 0 | 0 | 0 | 0 | 0 | 0 | 0 | 0 | 0 | 0 | 0 | 0 |  |  | 0 | 0 | 0 | 0%
210 | -11: 0; -16: 0%; -17: 0; -18: 0; 0 -27: 0; 0 -30: 0% | 0 | 0 |  | 0 | 0 | 0 | 0 | 0 | 0 | 0 | 0 | 0 | 0 | 0 | 0 |  |  | 0 | 0 | 0 | 0%
211 | -11: 0; -16: 0%; -17: 0; -18: 0; 0 -27: 0; 0 -30: 0% | 0 | 0 |  | 0 | 0 | 0 | 0 | 0 | 0 | 0 | 0 | 0 | 0 | 0 | 0 |  |  | 0 | 0 | 0 | 0%
212 | -11: 0; -16: 0%; -17: 0; -18: 0; 0 -27: 0; 0 -30: 0% | 0 | 0 |  | 0 | 0 | 0 | 0 | 0 | 0 | 0 | 0 | 0 | 0 | 0 | 0 |  |  | 0 | 0 | 0 | 0%
213 | -11: 0; -16: 0%; -17: 0; -18: 0; 0 -27: 0; 0 -30: 0% | 0 | 0 |  | 0 | 0 | 0 | 0 | 0 | 0 | 0 | 0 | 0 | 0 | 0 | 0 |  |  | 0 | 0 | 0 | 0%
214 | -11: 0; -16: 0%; -17: 0; -18: 0; 0 -27: 0; 0 -30: 0% | 0 | 0 |  | 0 | 0 | 0 | 0 | 0 | 0 | 0 | 0 | 0 | 0 | 0 | 0 |  |  | 0 | 0 | 0 | 0%
215 | -11: 0; -16: 0%; -17: 0; -18: 0; 0 -27: 0; 0 -30: 0% | 0 | 0 |  | 0 | 0 | 0 | 0 | 0 | 0 | 0 | 0 | 0 | 0 | 0 | 0 |  |  | 0 | 0 | 0 | 0%
216 | -11: 0; -16: 0%; -17: 0; -18: 0; 0 -27: 0; 0 -30: 0% | 0 | 0 |  | 0 | 0 | 0 | 0 | 0 | 0 | 0 | 0 | 0 | 0 | 0 | 0 |  |  | 0 | 0 | 0 | 0%
217 | -11: 0; -16: 0%; -17: 0; -18: 0; 0 -27: 0; 0 -30: 0% | 0 | 0 |  | 0 | 0 | 0 | 0 | 0 | 0 | 0 | 0 | 0 | 0 | 0 | 0 |  |  | 0 | 0 | 0 | 0%
218 | -11: 0; -16: 0%; -17: 0; -18: 0; 0 -27: 0; 0 -30: 0% | 0 | 0 |  | 0 | 0 | 0 | 0 | 0 | 0 | 0 | 0 | 0 | 0 | 0 | 0 |  |  | 0 | 0 | 0 | 0%
219 | -11: 0; -16: 0%; -17: 0; -18: 0; 0 -27: 0; 0 -30: 0% | 0 | 0 |  | 0 | 0 | 0 | 0 | 0 | 0 | 0 | 0 | 0 | 0 | 0 | 0 |  |  | 0 | 0 | 0 | 0%
220 | -11: 0; -16: 0%; -17: 0; -18: 0; 0 -27: 0; 0 -30: 0% | 0 | 0 |  | 0 | 0 | 0 | 0 | 0 | 0 | 0 | 0 | 0 | 0 | 0 | 0 |  |  | 0 | 0 | 0 | 0%
221 | -11: 0; -16: 0%; -17: 0; -18: 0; 0 -27: 0; 0 -30: 0% | 0 | 0 |  | 0 | 0 | 0 | 0 | 0 | 0 | 0 | 0 | 0 | 0 | 0 | 0 |  |  | 0 | 0 | 0 | 0%
222 | -11: 0; -16: 0%; -17: 0; -18: 0; 0 -27: 0; 0 -30: 0% | 0 | 0 |  | 0 | 0 | 0 | 0 | 0 | 0 | 0 | 0 | 0 | 0 | 0 | 0 |  |  | 0 | 0 | 0 | 0%
223 | -11: 0; -16: 0%; -17: 0; -18: 0; 0 -27: 0; 0 -30: 0% | 0 | 0 |  | 0 | 0 | 0 | 0 | 0 | 0 | 0 | 0 | 0 | 0 | 0 | 0 |  |  | 0 | 0 | 0 | 0%
224 | -11: 0; -16: 0%; -17: 0; -18: 0; 0 -27: 0; 0 -30: 0% | 0 | 0 |  | 0 | 0 | 0 | 0 | 0 | 0 | 0 | 0 | 0 | 0 | 0 | 0 |  |  | 0 | 0 | 0 | 0%
225 | -11: 0; -16: 0%; -17: 0; -18: 0; 0 -27: 0; 0 -30: 0% | 0 | 0 |  | 0 | 0 | 0 | 0 | 0 | 0 | 0 | 0 | 0 | 0 | 0 | 0 |  |  | 0 | 0 | 0 | 0%
226 | -11: 0; -16: 0%; -17: 0; -18: 0; 0 -27: 0; 0 -30: 0% | 0 | 0 |  | 0 | 0 | 0 | 0 | 0 | 0 | 0 | 0 | 0 | 0 | 0 | 0 |  |  | 0 | 0 | 0 | 0%
227 | -11: 0; -16: 0%; -17: 0; -18: 0; 0 -27: 0; 0 -30: 0% | 0 | 0 |  | 0 | 0 | 0 | 0 | 0 | 0 | 0 | 0 | 0 | 0 | 0 | 0 |  |  | 0 | 0 | 0 | 0%
228 | -11: 0; -16: 0%; -17: 0; -18: 0; 0 -27: 0; 0 -30: 0% | 0 | 0 |  | 0 | 0 | 0 | 0 | 0 | 0 | 0 | 0 | 0 | 0 | 0 | 0 |  |  | 0 | 0 | 0 | 0%
229 | -11: 0; -16: 0%; -17: 0; -18: 0; 0 -27: 0; 0 -30: 0% | 0 | 0 |  | 0 | 0 | 0 | 0 | 0 | 0 | 0 | 0 | 0 | 0 | 0 | 0 |  |  | 0 | 0 | 0 | 0%
230 | -11: 0; -16: 0%; -17: 0; -18: 0; 0 -27: 0; 0 -30: 0% | 0 | 0 |  | 0 | 0 | 0 | 0 | 0 | 0 | 0 | 0 | 0 | 0 | 0 | 0 |  |  | 0 | 0 | 0 | 0%
231 | -11: 0; -16: 0%; -17: 0; -18: 0; 0 -27: 0; 0 -30: 0% | 0 | 0 |  | 0 | 0 | 0 | 0 | 0 | 0 | 0 | 0 | 0 | 0 | 0 | 0 |  |  | 0 | 0 | 0 | 0%
232 | -11: 0; -16: 0%; -17: 0; -18: 0; 0 -27: 0; 0 -30: 0% | 0 | 0 |  | 0 | 0 | 0 | 0 | 0 | 0 | 0 | 0 | 0 | 0 | 0 | 0 |  |  | 0 | 0 | 0 | 0%
233 | -11: 0; -16: 0%; -17: 0; -18: 0; 0 -27: 0; 0 -30: 0% | 0 | 0 |  | 0 | 0 | 0 | 0 | 0 | 0 | 0 | 0 | 0 | 0 | 0 | 0 |  |  | 0 | 0 | 0 | 0%
234 | -11: 0; -16: 0%; -17: 0; -18: 0; 0 -27: 0; 0 -30: 0% | 0 | 0 |  | 0 | 0 | 0 | 0 | 0 | 0 | 0 | 0 | 0 | 0 | 0 | 0 |  |  | 0 | 0 | 0 | 0%
235 | -11: 0; -16: 0%; -17: 0; -18: 0; 0 -27: 0; 0 -30: 0% | 0 | 0 |  | 0 | 0 | 0 | 0 | 0 | 0 | 0 | 0 | 0 | 0 | 0 | 0 |  |  | 0 | 0 | 0 | 0%
236 | -11: 0; -16: 0%; -17: 0; -18: 0; 0 -27: 0; 0 -30: 0% | 0 | 0 |  | 0 | 0 | 0 | 0 | 0 | 0 | 0 | 0 | 0 | 0 | 0 | 0 |  |  | 0 | 0 | 0 | 0%
237 | -11: 0; -16: 0%; -17: 0; -18: 0; 0 -27: 0; 0 -30: 0% | 0 | 0 |  | 0 | 0 | 0 | 0 | 0 | 0 | 0 | 0 | 0 | 0 | 0 | 0 |  |  | 0 | 0 | 0 | 0%
238 | -11: 0; -16: 0%; -17: 0; -18: 0; 0 -27: 0; 0 -30: 0% | 0 | 0 |  | 0 | 0 | 0 | 0 | 0 | 0 | 0 | 0 | 0 | 0 | 0 | 0 |  |  | 0 | 0 | 0 | 0%
239 | -11: 0; -16: 0%; -17: 0; -18: 0; 0 -27: 0; 0 -30: 0% | 0 | 0 |  | 0 | 0 | 0 | 0 | 0 | 0 | 0 | 0 | 0 | 0 | 0 | 0 |  |  | 0 | 0 | 0 | 0%
240 | -11: 0; -16: 0%; -17: 0; -18: 0; 0 -27: 0; 0 -30: 0% | 0 | 0 |  | 0 | 0 | 0 | 0 | 0 | 0 | 0 | 0 | 0 | 0 | 0 | 0 |  |  | 0 | 0 | 0 | 0%
241 | -11: 0; -16: 0%; -17: 0; -18: 0; 0 -27: 0; 0 -30: 0% | 0 | 0 |  | 0 | 0 | 0 | 0 | 0 | 0 | 0 | 0 | 0 | 0 | 0 | 0 |  |  | 0 | 0 | 0 | 0%
242 | -11: 0; -16: 0%; -17: 0; -18: 0; 0 -27: 0; 0 -30: 0% | 0 | 0 |  | 0 | 0 | 0 | 0 | 0 | 0 | 0 | 0 | 0 | 0 | 0 | 0 |  |  | 0 | 0 | 0 | 0%
243 | -11: 0; -16: 0%; -17: 0; -18: 0; 0 -27: 0; 0 -30: 0% | 0 | 0 |  | 0 | 0 | 0 | 0 | 0 | 0 | 0 | 0 | 0 | 0 | 0 | 0 |  |  | 0 | 0 | 0 | 0%
244 | -11: 0; -16: 0%; -17: 0; -18: 0; 0 -27: 0; 0 -30: 0% | 0 | 0 |  | 0 | 0 | 0 | 0 | 0 | 0 | 0 | 0 | 0 | 0 | 0 | 0 |  |  | 0 | 0 | 0 | 0%
245 | -11: 0; -16: 0%; -17: 0; -18: 0; 0 -27: 0; 0 -30: 0% | 0 | 0 |  | 0 | 0 | 0 | 0 | 0 | 0 | 0 | 0 | 0 | 0 | 0 | 0 |  |  | 0 | 0 | 0 | 0%
246 | -11: 0; -16: 0%; -17: 0; -18: 0; 0 -27: 0; 0 -30: 0% | 0 | 0 |  | 0 | 0 | 0 | 0 | 0 | 0 | 0 | 0 | 0 | 0 | 0 | 0 |  |  | 0 | 0 | 0 | 0%
247 | -11: 0; -16: 0%; -17: 0; -18: 0; 0 -27: 0; 0 -30: 0% | 0 | 0 |  | 0 | 0 | 0 | 0 | 0 | 0 | 0 | 0 | 0 | 0 | 0 | 0 |  |  | 0 | 0 | 0 | 0%
248 | -11: 0; -16: 0%; -17: 0; -18: 0; 0 -27: 0; 0 -30: 0% | 0 | 0 |  | 0 | 0 | 0 | 0 | 0 | 0 | 0 | 0 | 0 | 0 | 0 | 0 |  |  | 0 | 0 | 0 | 0%
249 | -11: 0; -16: 0%; -17: 0; -18: 0; 0 -27: 0; 0 -30: 0% | 0 | 0 |  | 0 | 0 | 0 | 0 | 0 | 0 | 0 | 0 | 0 | 0 | 0 | 0 |  |  | 0 | 0 | 0 | 0%
250 | -11: 0; -16: 0%; -17: 0; -18: 0; 0 -27: 0; 0 -30: 0% | 0 | 0 |  | 0 | 0 | 0 | 0 | 0 | 0 | 0 | 0 | 0 | 0 | 0 | 0 |  |  | 0 | 0 | 0 | 0%
251 | -11: 0; -16: 0%; -17: 0; -18: 0; 0 -27: 0; 0 -30: 0% | 0 | 0 |  | 0 | 0 | 0 | 0 | 0 | 0 | 0 | 0 | 0 | 0 | 0 | 0 |  |  | 0 | 0 | 0 | 0%
252 | -11: 0; -16: 0%; -17: 0; -18: 0; 0 -27: 0; 0 -30: 0% | 0 | 0 |  | 0 | 0 | 0 | 0 | 0 | 0 | 0 | 0 | 0 | 0 | 0 | 0 |  |  | 0 | 0 | 0 | 0%
253 | -11: 0; -16: 0%; -17: 0; -18: 0; 0 -27: 0; 0 -30: 0% | 0 | 0 |  | 0 | 0 | 0 | 0 | 0 | 0 | 0 | 0 | 0 | 0 | 0 | 0 |  |  | 0 | 0 | 0 | 0%
254 | -11: 0; -16: 0%; -17: 0; -18: 0; 0 -27: 0; 0 -30: 0% | 0 | 0 |  | 0 | 0 | 0 | 0 | 0 | 0 | 0 | 0 | 0 | 0 | 0 | 0 |  |  | 0 | 0 | 0 | 0%
255 | -11: 0; -16: 0%; -17: 0; -18: 0; 0 -27: 0; 0 -30: 0% | 0 | 0 |  | 0 | 0 | 0 | 0 | 0 | 0 | 0 | 0 | 0 | 0 | 0 | 0 |  |  | 0 | 0 | 0 | 0%
256 | -11: 0; -16: 0%; -17: 0; -18: 0; 0 -27: 0; 0 -30: 0% | 0 | 0 |  | 0 | 0 | 0 | 0 | 0 | 0 | 0 | 0 | 0 | 0 | 0 | 0 |  |  | 0 | 0 | 0 | 0%
257 | -11: 0; -16: 0%; -17: 0; -18: 0; 0 -27: 0; 0 -30: 0% | 0 | 0 |  | 0 | 0 | 0 | 0 | 0 | 0 | 0 | 0 | 0 | 0 | 0 | 0 |  |  | 0 | 0 | 0 | 0%
258 | -11: 0; -16: 0%; -17: 0; -18: 0; 0 -27: 0; 0 -30: 0% | 0 | 0 |  | 0 | 0 | 0 | 0 | 0 | 0 | 0 | 0 | 0 | 0 | 0 | 0 |  |  | 0 | 0 | 0 | 0%
259 | -11: 0; -16: 0%; -17: 0; -18: 0; 0 -27: 0; 0 -30: 0% | 0 | 0 |  | 0 | 0 | 0 | 0 | 0 | 0 | 0 | 0 | 0 | 0 | 0 | 0 |  |  | 0 | 0 | 0 | 0%
260 | -11: 0; -16: 0%; -17: 0; -18: 0; 0 -27: 0; 0 -30: 0% | 0 | 0 |  | 0 | 0 | 0 | 0 | 0 | 0 | 0 | 0 | 0 | 0 | 0 | 0 |  |  | 0 | 0 | 0 | 0%
261 | -11: 0; -16: 0%; -17: 0; -18: 0; 0 -27: 0; 0 -30: 0% | 0 | 0 |  | 0 | 0 | 0 | 0 | 0 | 0 | 0 | 0 | 0 | 0 | 0 | 0 |  |  | 0 | 0 | 0 | 0%
262 | -11: 0; -16: 0%; -17: 0; -18: 0; 0 -27: 0; 0 -30: 0% | 0 | 0 |  | 0 | 0 | 0 | 0 | 0 | 0 | 0 | 0 | 0 | 0 | 0 | 0 |  |  | 0 | 0 | 0 | 0%
263 | -11: 0; -16: 0%; -17: 0; -18: 0; 0 -27: 0; 0 -30: 0% | 0 | 0 |  | 0 | 0 | 0 | 0 | 0 | 0 | 0 | 0 | 0 | 0 | 0 | 0 |  |  | 0 | 0 | 0 | 0%
264 | -11: 0; -16: 0%; -17: 0; -18: 0; 0 -27: 0; 0 -30: 0% | 0 | 0 |  | 0 | 0 | 0 | 0 | 0 | 0 | 0 | 0 | 0 | 0 | 0 | 0 |  |  | 0 | 0 | 0 | 0%
265 | -11: 0; -16: 0%; -17: 0; -18: 0; 0 -27: 0; 0 -30: 0% | 0 | 0 |  | 0 | 0 | 0 | 0 | 0 | 0 | 0 | 0 | 0 | 0 | 0 | 0 |  |  | 0 | 0 | 0 | 0%
266 | -11: 0; -16: 0%; -17: 0; -18: 0; 0 -27: 0; 0 -30: 0% | 0 | 0 |  | 0 | 0 | 0 | 0 | 0 | 0 | 0 | 0 | 0 | 0 | 0 | 0 |  |  | 0 | 0 | 0 | 0%
267 | -11: 0; -16: 0%; -17: 0; -18: 0; 0 -27: 0; 0 -30: 0% | 0 | 0 |  | 0 | 0 | 0 | 0 | 0 | 0 | 0 | 0 | 0 | 0 | 0 | 0 |  |  | 0 | 0 | 0 | 0%
268 | -11: 0; -16: 0%; -17: 0; -18: 0; 0 -27: 0; 0 -30: 0% | 0 | 0 |  | 0 | 0 | 0 | 0 | 0 | 0 | 0 | 0 | 0 | 0 | 0 | 0 |  |  | 0 | 0 | 0 | 0%
269 | -11: 0; -16: 0%; -17: 0; -18: 0; 0 -27: 0; 0 -30: 0% | 0 | 0 |  | 0 | 0 | 0 | 0 | 0 | 0 | 0 | 0 | 0 | 0 | 0 | 0 |  |  | 0 | 0 | 0 | 0%
270 | -11: 0; -16: 0%; -17: 0; -18: 0; 0 -27: 0; 0 -30: 0% | 0 | 0 |  | 0 | 0 | 0 | 0 | 0 | 0 | 0 | 0 | 0 | 0 | 0 | 0 |  |  | 0 | 0 | 0 | 0%
271 | -11: 0; -16: 0%; -17: 0; -18: 0; 0 -27: 0; 0 -30: 0% | 0 | 0 |  | 0 | 0 | 0 | 0 | 0 | 0 | 0 | 0 | 0 | 0 | 0 | 0 |  |  | 0 | 0 | 0 | 0%
272 | -11: 0; -16: 0%; -17: 0; -18: 0; 0 -27: 0; 0 -30: 0% | 0 | 0 |  | 0 | 0 | 0 | 0 | 0 | 0 | 0 | 0 | 0 | 0 | 0 | 0 |  |  | 0 | 0 | 0 | 0%
273 | -11: 0; -16: 0%; -17: 0; -18: 0; 0 -27: 0; 0 -30: 0% | 0 | 0 |  | 0 | 0 | 0 | 0 | 0 | 0 | 0 | 0 | 0 | 0 | 0 | 0 |  |  | 0 | 0 | 0 | 0%
274 | -11: 0; -16: 0%; -17: 0; -18: 0; 0 -27: 0; 0 -30: 0% | 0 | 0 |  | 0 | 0 | 0 | 0 | 0 | 0 | 0 | 0 | 0 | 0 | 0 | 0 |  |  | 0 | 0 | 0 | 0%
275 | -11: 0; -16: 0%; -17: 0; -18: 0; 0 -27: 0; 0 -30: 0% | 0 | 0 |  | 0 | 0 | 0 | 0 | 0 | 0 | 0 | 0 | 0 | 0 | 0 | 0 |  |  | 0 | 0 | 0 | 0%
276 | -11: 0; -16: 0%; -17: 0; -18: 0; 0 -27: 0; 0 -30: 0% | 0 | 0 |  | 0 | 0 | 0 | 0 | 0 | 0 | 0 | 0 | 0 | 0 | 0 | 0 |  |  | 0 | 0 | 0 | 0%
277 | -11: 0; -16: 0%; -17: 0; -18: 0; 0 -27: 0; 0 -30: 0% | 0 | 0 |  | 0 | 0 | 0 | 0 | 0 | 0 | 0 | 0 | 0 | 0 | 0 | 0 |  |  | 0 | 0 | 0 | 0%
278 | -11: 0; -16: 0%; -17: 0; -18: 0; 0 -27: 0; 0 -30: 0% | 0 | 0 |  | 0 | 0 | 0 | 0 | 0 | 0 | 0 | 0 | 0 | 0 | 0 | 0 |  |  | 0 | 0 | 0 | 0%
279 | -11: 0; -16: 0%; -17: 0; -18: 0; 0 -27: 0; 0 -30: 0% | 0 | 0 |  | 0 | 0 | 0 | 0 | 0 | 0 | 0 | 0 | 0 | 0 | 0 | 0 |  |  | 0 | 0 | 0 | 0%
280 | -11: 0; -16: 0%; -17: 0; -18: 0; 0 -27: 0; 0 -30: 0% | 0 | 0 |  | 0 | 0 | 0 | 0 | 0 | 0 | 0 | 0 | 0 | 0 | 0 | 0 |  |  | 0 | 0 | 0 | 0%
281 | -11: 0; -16: 0%; -17: 0; -18: 0; 0 -27: 0; 0 -30: 0% | 0 | 0 |  | 0 | 0 | 0 | 0 | 0 | 0 | 0 | 0 | 0 | 0 | 0 | 0 |  |  | 0 | 0 | 0 | 0%
282 | -11: 0; -16: 0%; -17: 0; -18: 0; 0 -27: 0; 0 -30: 0% | 0 | 0 |  | 0 | 0 | 0 | 0 | 0 | 0 | 0 | 0 | 0 | 0 | 0 | 0 |  |  | 0 | 0 | 0 | 0%
283 | -11: 0; -16: 0%; -17: 0; -18: 0; 0 -27: 0; 0 -30: 0% | 0 | 0 |  | 0 | 0 | 0 | 0 | 0 | 0 | 0 | 0 | 0 | 0 | 0 | 0 |  |  | 0 | 0 | 0 | 0%
284 | -11: 0; -16: 0%; -17: 0; -18: 0; 0 -27: 0; 0 -30: 0% | 0 | 0 |  | 0 | 0 | 0 | 0 | 0 | 0 | 0 | 0 | 0 | 0 | 0 | 0 |  |  | 0 | 0 | 0 | 0%
285 | -11: 0; -16: 0%; -17: 0; -18: 0; 0 -27: 0; 0 -30: 0% | 0 | 0 |  | 0 | 0 | 0 | 0 | 0 | 0 | 0 | 0 | 0 | 0 | 0 | 0 |  |  | 0 | 0 | 0 | 0%
286 | -11: 0; -16: 0%; -17: 0; -18: 0; 0 -27: 0; 0 -30: 0% | 0 | 0 |  | 0 | 0 | 0 | 0 | 0 | 0 | 0 | 0 | 0 | 0 | 0 | 0 |  |  | 0 | 0 | 0 | 0%
287 | -11: 0; -16: 0%; -17: 0; -18: 0; 0 -27: 0; 0 -30: 0% | 0 | 0 |  | 0 | 0 | 0 | 0 | 0 | 0 | 0 | 0 | 0 | 0 | 0 | 0 |  |  | 0 | 0 | 0 | 0%
288 | -11: 0; -16: 0%; -17: 0; -18: 0; 0 -27: 0; 0 -30: 0% | 0 | 0 |  | 0 | 0 | 0 | 0 | 0 | 0 | 0 | 0 | 0 | 0 | 0 | 0 |  |  | 0 | 0 | 0 | 0%
289 | -11: 0; -16: 0%; -17: 0; -18: 0; 0 -27: 0; 0 -30: 0% | 0 | 0 |  | 0 | 0 | 0 | 0 | 0 | 0 | 0 | 0 | 0 | 0 | 0 | 0 |  |  | 0 | 0 | 0 | 0%
290 | -11: 0; -16: 0%; -17: 0; -18: 0; 0 -27: 0; 0 -30: 0% | 0 | 0 |  | 0 | 0 | 0 | 0 | 0 | 0 | 0 | 0 | 0 | 0 | 0 | 0 |  |  | 0 | 0 | 0 | 0%
291 | -11: 0; -16: 0%; -17: 0; -18: 0; 0 -27: 0; 0 -30: 0% | 0 | 0 |  | 0 | 0 | 0 | 0 | 0 | 0 | 0 | 0 | 0 | 0 | 0 | 0 |  |  | 0 | 0 | 0 | 0%
292 | -11: 0; -16: 0%; -17: 0; -18: 0; 0 -27: 0; 0 -30: 0% | 0 | 0 |  | 0 | 0 | 0 | 0 | 0 | 0 | 0 | 0 | 0 | 0 | 0 | 0 |  |  | 0 | 0 | 0 | 0%
293 | -11: 0; -16: 0%; -17: 0; -18: 0; 0 -27: 0; 0 -30: 0% | 0 | 0 |  | 0 | 0 | 0 | 0 | 0 | 0 | 0 | 0 | 0 | 0 | 0 | 0 |  |  | 0 | 0 | 0 | 0%
294 | -11: 0; -16: 0%; -17: 0; -18: 0; 0 -27: 0; 0 -30: 0% | 0 | 0 |  | 0 | 0 | 0 | 0 | 0 | 0 | 0 | 0 | 0 | 0 | 0 | 0 |  |  | 0 | 0 | 0 | 0%
295 | -11: 0; -16: 0%; -17: 0; -18: 0; 0 -27: 0; 0 -30: 0% | 0 | 0 |  | 0 | 0 | 0 | 0 | 0 | 0 | 0 | 0 | 0 | 0 | 0 | 0 |  |  | 0 | 0 | 0 | 0%
296 | -11: 0; -16: 0%; -17: 0; -18: 0; 0 -27: 0; 0 -30: 0% | 0 | 0 |  | 0 | 0 | 0 | 0 | 0 | 0 | 0 | 0 | 0 | 0 | 0 | 0 |  |  | 0 | 0 | 0 | 0%
297 | -11: 0; -16: 0%; -17: 0; -18: 0; 0 -27: 0; 0 -30: 0% | 0 | 0 |  | 0 | 0 | 0 | 0 | 0 | 0 | 0 | 0 | 0 | 0 | 0 | 0 |  |  | 0 | 0 | 0 | 0%
298 | -11: 0; -16: 0%; -17: 0; -18: 0; 0 -27: 0; 0 -30: 0% | 0 | 0 |  | 0 | 0 | 0 | 0 | 0 | 0 | 0 | 0 | 0 | 0 | 0 | 0 |  |  | 0 | 0 | 0 | 0%
299 | -11: 0; -16: 0%; -17: 0; -18: 0; 0 -27: 0; 0 -30: 0% | 0 | 0 |  | 0 | 0 | 0 | 0 | 0 | 0 | 0 | 0 | 0 | 0 | 0 | 0 |  |  | 0 | 0 | 0 | 0%
300 | -11: 0; -16: 0%; -17: 0; -18: 0; 0 -27: 0; 0 -30: 0% | 0 | 0 |  | 0 | 0 | 0 | 0 | 0 | 0 | 0 | 0 | 0 | 0 | 0 | 0 |  |  | 0 | 0 | 0 | 0%
301 | -11: 0; -16: 0%; -17: 0; -18: 0; 0 -27: 0; 0 -30: 0% | 0 | 0 |  | 0 | 0 | 0 | 0 | 0 | 0 | 0 | 0 | 0 | 0 | 0 | 0 |  |  | 0 | 0 | 0 | 0%
302 | -11: 0; -16: 0%; -17: 0; -18: 0; 0 -27: 0; 0 -30: 0% | 0 | 0 |  | 0 | 0 | 0 | 0 | 0 | 0 | 0 | 0 | 0 | 0 | 0 | 0 |  |  | 0 | 0 | 0 | 0%
303 | -11: 0; -16: 0%; -17: 0; -18: 0; 0 -27: 0; 0 -30: 0% | 0 | 0 |  | 0 | 0 | 0 | 0 | 0 | 0 | 0 | 0 | 0 | 0 | 0 | 0 |  |  | 0 | 0 | 0 | 0%
304 | -11: 0; -16: 0%; -17: 0; -18: 0; 0 -27: 0; 0 -30: 0% | 0 | 0 |  | 0 | 0 | 0 | 0 | 0 | 0 | 0 | 0 | 0 | 0 | 0 | 0 |  |  | 0 | 0 | 0 | 0%
305 | -11: 0; -16: 0%; -17: 0; -18: 0; 0 -27: 0; 0 -30: 0% | 0 | 0 |  | 0 | 0 | 0 | 0 | 0 | 0 | 0 | 0 | 0 | 0 | 0 | 0 |  |  | 0 | 0 | 0 | 0%
306 | -11: 0; -16: 0%; -17: 0; -18: 0; 0 -27: 0; 0 -30: 0% | 0 | 0 |  | 0 | 0 | 0 | 0 | 0 | 0 | 0 | 0 | 0 | 0 | 0 | 0 |  |  | 0 | 0 | 0 | 0%
307 | -11: 0; -16: 0%; -17: 0; -18: 0; 0 -27: 0; 0 -30: 0% | 0 | 0 |  | 0 | 0 | 0 | 0 | 0 | 0 | 0 | 0 | 0 | 0 | 0 | 0 |  |  | 0 | 0 | 0 | 0%
308 | -11: 0; -16: 0%; -17: 0; -18: 0; 0 -27: 0; 0 -30: 0% | 0 | 0 |  | 0 | 0 | 0 | 0 | 0 | 0 | 0 | 0 | 0 | 0 | 0 | 0 |  |  | 0 | 0 | 0 | 0%
309 | -11: 0; -16: 0%; -17: 0; -18: 0; 0 -27: 0; 0 -30: 0% | 0 | 0 |  | 0 | 0 | 0 | 0 | 0 | 0 | 0 | 0 | 0 | 0 | 0 | 0 |  |  | 0 | 0 | 0 | 0%
310 | -11: 0; -16: 0%; -17: 0; -18: 0; 0 -27: 0; 0 -30: 0% | 0 | 0 |  | 0 | 0 | 0 | 0 | 0 | 0 | 0 | 0 | 0 | 0 | 0 | 0 |  |  | 0 | 0 | 0 | 0%
311 | -11: 0; -16: 0%; -17: 0; -18: 0; 0 -27: 0; 0 -30: 0% | 0 | 0 |  | 0 | 0 | 0 | 0 | 0 | 0 | 0 | 0 | 0 | 0 | 0 | 0 |  |  | 0 | 0 | 0 | 0%
312 | -11: 0; -16: 0%; -17: 0; -18: 0; 0 -27: 0; 0 -30: 0% | 0 | 0 |  | 0 | 0 | 0 | 0 | 0 | 0 | 0 | 0 | 0 | 0 | 0 | 0 |  |  | 0 | 0 | 0 | 0%
313 | -11: 0; -16: 0%; -17: 0; -18: 0; 0 -27: 0; 0 -30: 0% | 0 | 0 |  | 0 | 0 | 0 | 0 | 0 | 0 | 0 | 0 | 0 | 0 | 0 | 0 |  |  | 0 | 0 | 0 | 0%
314 | -11: 0; -16: 0%; -17: 0; -18: 0; 0 -27: 0; 0 -30: 0% | 0 | 0 |  | 0 | 0 | 0 | 0 | 0 | 0 | 0 | 0 | 0 | 0 | 0 | 0 |  |  | 0 | 0 | 0 | 0%
315 | -11: 0; -16: 0%; -17: 0; -18: 0; 0 -27: 0; 0 -30: 0% | 0 | 0 |  | 0 | 0 | 0 | 0 | 0 | 0 | 0 | 0 | 0 | 0 | 0 | 0 |  |  | 0 | 0 | 0 | 0%
316 | -11: 0; -16: 0%; -17: 0; -18: 0; 0 -27: 0; 0 -30: 0% | 0 | 0 |  | 0 | 0 | 0 | 0 | 0 | 0 | 0 | 0 | 0 | 0 | 0 | 0 |  |  | 0 | 0 | 0 | 0%
317 | -11: 0; -16: 0%; -17: 0; -18: 0; 0 -27: 0; 0 -30: 0% | 0 | 0 |  | 0 | 0 | 0 | 0 | 0 | 0 | 0 | 0 | 0 | 0 | 0 | 0 |  |  | 0 | 0 | 0 | 0%
318 | -11: 0; -16: 0%; -17: 0; -18: 0; 0 -27: 0; 0 -30: 0% | 0 | 0 |  | 0 | 0 | 0 | 0 | 0 | 0 | 0 | 0 | 0 | 0 | 0 | 0 |  |  | 0 | 0 | 0 | 0%
319 | -11: 0; -16: 0%; -17: 0; -18: 0; 0 -27: 0; 0 -30: 0% | 0 | 0 |  | 0 | 0 | 0 | 0 | 0 | 0 | 0 | 0 | 0 | 0 | 0 | 0 |  |  | 0 | 0 | 0 | 0%
320 | -11: 0; -16: 0%; -17: 0; -18: 0; 0 -27: 0; 0 -30: 0% | 0 | 0 |  | 0 | 0 | 0 | 0 | 0 | 0 | 0 | 0 | 0 | 0 | 0 | 0 |  |  | 0 | 0 | 0 | 0%
321 | -11: 0; -16: 0%; -17: 0; -18: 0; 0 -27: 0; 0 -30: 0% | 0 | 0 |  | 0 | 0 | 0 | 0 | 0 | 0 | 0 | 0 | 0 | 0 | 0 | 0 |  |  | 0 | 0 | 0 | 0%
322 | -11: 0; -16: 0%; -17: 0; -18: 0; 0 -27: 0; 0 -30: 0% | 0 | 0 |  | 0 | 0 | 0 | 0 | 0 | 0 | 0 | 0 | 0 | 0 | 0 | 0 |  |  | 0 | 0 | 0 | 0%
323 | -11: 0; -16: 0%; -17: 0; -18: 0; 0 -27: 0; 0 -30: 0% | 0 | 0 |  | 0 | 0 | 0 | 0 | 0 | 0 | 0 | 0 | 0 | 0 | 0 | 0 |  |  | 0 | 0 | 0 | 0%
324 | -11: 0; -16: 0%; -17: 0; -18: 0; 0 -27: 0; 0 -30: 0% | 0 | 0 |  | 0 | 0 | 0 | 0 | 0 | 0 | 0 | 0 | 0 | 0 | 0 | 0 |  |  | 0 | 0 | 0 | 0%
325 | -11: 0; -16: 0%; -17: 0; -18: 0; 0 -27: 0; 0 -30: 0% | 0 | 0 |  | 0 | 0 | 0 | 0 | 0 | 0 | 0 | 0 | 0 | 0 | 0 | 0 |  |  | 0 | 0 | 0 | 0%
326 | -11: 0; -16: 0%; -17: 0; -18: 0; 0 -27: 0; 0 -30: 0% | 0 | 0 |  | 0 | 0 | 0 | 0 | 0 | 0 | 0 | 0 | 0 | 0 | 0 | 0 |  |  | 0 | 0 | 0 | 0%
327 | -11: 0; -16: 0%; -17: 0; -18: 0; 0 -27: 0; 0 -30: 0% | 0 | 0 |  | 0 | 0 | 0 | 0 | 0 | 0 | 0 | 0 | 0 | 0 | 0 | 0 |  |  | 0 | 0 | 0 | 0%
328 | -11: 0; -16: 0%; -17: 0; -18: 0; 0 -27: 0; 0 -30: 0% | 0 | 0 |  | 0 | 0 | 0 | 0 | 0 | 0 | 0 | 0 | 0 | 0 | 0 | 0 |  |  | 0 | 0 | 0 | 0%
329 | -11: 0; -16: 0%; -17: 0; -18: 0; 0 -27: 0; 0 -30: 0% | 0 | 0 |  | 0 | 0 | 0 | 0 | 0 | 0 | 0 | 0 | 0 | 0 | 0 | 0 |  |  | 0 | 0 | 0 | 0%
330 | -11: 0; -16: 0%; -17: 0; -18: 0; 0 -27: 0; 0 -30: 0% | 0 | 0 |  | 0 | 0 | 0 | 0 | 0 | 0 | 0 | 0 | 0 | 0 | 0 | 0 |  |  | 0 | 0 | 0 | 0%
331 | -11: 0; -16: 0%; -17: 0; -18: 0; 0 -27: 0; 0 -30: 0% | 0 | 0 |  | 0 | 0 | 0 | 0 | 0 | 0 | 0 | 0 | 0 | 0 | 0 | 0 |  |  | 0 | 0 | 0 | 0%
332 | -11: 0; -16: 0%; -17: 0; -18: 0; 0 -27: 0; 0 -30: 0% | 0 | 0 |  | 0 | 0 | 0 | 0 | 0 | 0 | 0 | 0 | 0 | 0 | 0 | 0 |  |  | 0 | 0 | 0 | 0%
333 | -11: 0; -16: 0%; -17: 0; -18: 0; 0 -27: 0; 0 -30: 0% | 0 | 0 |  | 0 | 0 | 0 | 0 | 0 | 0 | 0 | 0 | 0 | 0 | 0 | 0 |  |  | 0 | 0 | 0 | 0%
334 | -11: 0; -16: 0%; -17: 0; -18: 0; 0 -27: 0; 0 -30: 0% | 0 | 0 |  | 0 | 0 | 0 | 0 | 0 | 0 | 0 | 0 | 0 | 0 | 0 | 0 |  |  | 0 | 0 | 0 | 0%
335 | -11: 0; -16: 0%; -17: 0; -18: 0; 0 -27: 0; 0 -30: 0% | 0 | 0 |  | 0 | 0 | 0 | 0 | 0 | 0 | 0 | 0 | 0 | 0 | 0 | 0 |  |  | 0 | 0 | 0 | 0%
336 | -11: 0; -16: 0%; -17: 0; -18: 0; 0 -27: 0; 0 -30: 0% | 0 | 0 |  | 0 | 0 | 0 | 0 | 0 | 0 | 0 | 0 | 0 | 0 | 0 | 0 |  |  | 0 | 0 | 0 | 0%
337 | -11: 0; -16: 0%; -17: 0; -18: 0; 0 -27: 0; 0 -30: 0% | 0 | 0 |  | 0 | 0 | 0 | 0 | 0 | 0 | 0 | 0 | 0 | 0 | 0 | 0 |  |  | 0 | 0 | 0 | 0%
338 | -11: 0; -16: 0%; -17: 0; -18: 0; 0 -27: 0; 0 -30: 0% | 0 | 0 |  | 0 | 0 | 0 | 0 | 0 | 0 | 0 | 0 | 0 | 0 | 0 | 0 |  |  | 0 | 0 | 0 | 0%
339 | -11: 0; -16: 0%; -17: 0; -18: 0; 0 -27: 0; 0 -30: 0% | 0 | 0 |  | 0 | 0 | 0 | 0 | 0 | 0 | 0 | 0 | 0 | 0 | 0 | 0 |  |  | 0 | 0 | 0 | 0%
340 | -11: 0; -16: 0%; -17: 0; -18: 0; 0 -27: 0; 0 -30: 0% | 0 | 0 |  | 0 | 0 | 0 | 0 | 0 | 0 | 0 | 0 | 0 | 0 | 0 | 0 |  |  | 0 | 0 | 0 | 0%
341 | -11: 0; -16: 0%; -17: 0; -18: 0; 0 -27: 0; 0 -30: 0% | 0 | 0 |  | 0 | 0 | 0 | 0 | 0 | 0 | 0 | 0 | 0 | 0 | 0 | 0 |  |  | 0 | 0 | 0 | 0%
342 | -11: 0; -16: 0%; -17: 0; -18: 0; 0 -27: 0; 0 -30: 0% | 0 | 0 |  | 0 | 0 | 0 | 0 | 0 | 0 | 0 | 0 | 0 | 0 | 0 | 0 |  |  | 0 | 0 | 0 | 0%
343 | -11: 0; -16: 0%; -17: 0; -18: 0; 0 -27: 0; 0 -30: 0% | 0 | 0 |  | 0 | 0 | 0 | 0 | 0 | 0 | 0 | 0 | 0 | 0 | 0 | 0 |  |  | 0 | 0 | 0 | 0%
344 | -11: 0; -16: 0%; -17: 0; -18: 0; 0 -27: 0; 0 -30: 0% | 0 | 0 |  | 0 | 0 | 0 | 0 | 0 | 0 | 0 | 0 | 0 | 0 | 0 | 0 |  |  | 0 | 0 | 0 | 0%
345 | -11: 0; -16: 0%; -17: 0; -18: 0; 0 -27: 0; 0 -30: 0% | 0 | 0 |  | 0 | 0 | 0 | 0 | 0 | 0 | 0 | 0 | 0 | 0 | 0 | 0 |  |  | 0 | 0 | 0 | 0%
346 | -11: 0; -16: 0%; -17: 0; -18: 0; 0 -27: 0; 0 -30: 0% | 0 | 0 |  | 0 | 0 | 0 | 0 | 0 | 0 | 0 | 0 | 0 | 0 | 0 | 0 |  |  | 0 | 0 | 0 | 0%
347 | -11: 0; -16: 0%; -17: 0; -18: 0; 0 -27: 0; 0 -30: 0% | 0 | 0 |  | 0 | 0 | 0 | 0 | 0 | 0 | 0 | 0 | 0 | 0 | 0 | 0 |  |  | 0 | 0 | 0 | 0%
348 | -11: 0; -16: 0%; -17: 0; -18: 0; 0 -27: 0; 0 -30: 0% | 0 | 0 |  | 0 | 0 | 0 | 0 | 0 | 0 | 0 | 0 | 0 | 0 | 0 | 0 |  |  | 0 | 0 | 0 | 0%
349 | -11: 0; -16: 0%; -17: 0; -18: 0; 0 -27: 0; 0 -30: 0% | 0 | 0 |  | 0 | 0 | 0 | 0 | 0 | 0 | 0 | 0 | 0 | 0 | 0 | 0 |  |  | 0 | 0 | 0 | 0%
350 | -11: 0; -16: 0%; -17: 0; -18: 0; 0 -27: 0; 0 -30: 0% | 0 | 0 |  | 0 | 0 | 0 | 0 | 0 | 0 | 0 | 0 | 0 | 0 | 0 | 0 |  |  | 0 | 0 | 0 | 0%
351 | -11: 0; -16: 0%; -17: 0; -18: 0; 0 -27: 0; 0 -30: 0% | 0 | 0 |  | 0 | 0 | 0 | 0 | 0 | 0 | 0 | 0 | 0 | 0 | 0 | 0 |  |  | 0 | 0 | 0 | 0%
352 | -11: 0; -16: 0%; -17: 0; -18: 0; 0 -27: 0; 0 -30: 0% | 0 | 0 |  | 0 | 0 | 0 | 0 | 0 | 0 | 0 | 0 | 0 | 0 | 0 | 0 |  |  | 0 | 0 | 0 | 0%
353 | -11: 0; -16: 0%; -17: 0; -18: 0; 0 -27: 0; 0 -30: 0% | 0 | 0 |  | 0 | 0 | 0 | 0 | 0 | 0 | 0 | 0 | 0 | 0 | 0 | 0 |  |  | 0 | 0 | 0 | 0%
354 | -11: 0; -16: 0%; -17: 0; -18: 0; 0 -27: 0; 0 -30: 0% | 0 | 0 |  | 0 | 0 | 0 | 0 | 0 | 0 | 0 | 0 | 0 | 0 | 0 | 0 |  |  | 0 | 0 | 0 | 0%
355 | -11: 0; -16: 0%; -17: 0; -18: 0; 0 -27: 0; 0 -30: 0% | 0 | 0 |  | 0 | 0 | 0 | 0 | 0 | 0 | 0 | 0 | 0 | 0 | 0 | 0 |  |  | 0 | 0 | 0 | 0%
356 | -11: 0; -16: 0%; -17: 0; -18: 0; 0 -27: 0; 0 -30: 0% | 0 | 0 |  | 0 | 0 | 0 | 0 | 0 | 0 | 0 | 0 | 0 | 0 | 0 | 0 |  |  | 0 | 0 | 0 | 0%
357 | -11: 0; -16: 0%; -17: 0; -18: 0; 0 -27: 0; 0 -30: 0% | 0 | 0 |  | 0 | 0 | 0 | 0 | 0 | 0 | 0 | 0 | 0 | 0 | 0 | 0 |  |  | 0 | 0 | 0 | 0%
358 | -11: 0; -16: 0%; -17: 0; -18: 0; 0 -27: 0; 0 -30: 0% | 0 | 0 |  | 0 | 0 | 0 | 0 | 0 | 0 | 0 | 0 | 0 | 0 | 0 | 0 |  |  | 0 | 0 | 0 | 0%
359 | -11: 0; -16: 0%; -17: 0; -18: 0; 0 -27: 0; 0 -30: 0% | 0 | 0 |  | 0 | 0 | 0 | 0 | 0 | 0 | 0 | 0 | 0 | 0 | 0 | 0 |  |  | 0 | 0 | 0 | 0%
360 | -11: 0; -16: 0%; -17: 0; -18: 0; 0 -27: 0; 0 -30: 0% | 0 | 0 |  | 0 | 0 | 0 | 0 | 0 | 0 | 0 | 0 | 0 | 0 | 0 | 0 |  |  | 0 | 0 | 0 | 0%
361 | -11: 0; -16: 0%; -17: 0; -18: 0; 0 -27: 0; 0 -30: 0% | 0 | 0 |  | 0 | 0 | 0 | 0 | 0 | 0 | 0 | 0 | 0 | 0 | 0 | 0 |  |  | 0 | 0 | 0 | 0%
362 | -11: 0; -16: 0%; -17: 0; -18: 0; 0 -27: 0; 0 -30: 0% | 0 | 0 |  | 0 | 0 | 0 | 0 | 0 | 0 | 0 | 0 | 0 | 0 | 0 | 0 |  |  | 0 | 0 | 0 | 0%
363 | -11: 0; -16: 0%; -17: 0; -18: 0; 0 -27: 0; 0 -30: 0% | 0 | 0 |  | 0 | 0 | 0 | 0 | 0 | 0 | 0 | 0 | 0 | 0 | 0 | 0 |  |  | 0 | 0 | 0 | 0%
364 | -11: 0; -16: 0%; -17: 0; -18: 0; 0 -27: 0; 0 -30: 0% | 0 | 0 |  | 0 | 0 | 0 | 0 | 0 | 0 | 0 | 0 | 0 | 0 | 0 | 0 |  |  | 0 | 0 | 0 | 0%
365 | -11: 0; -16: 0%; -17: 0; -18: 0; 0 -27: 0; 0 -30: 0% | 0 | 0 |  | 0 | 0 | 0 | 0 | 0 | 0 | 0 | 0 | 0 | 0 | 0 | 0 |  |  | 0 | 0 | 0 | 0%
366 | -11: 0; -16: 0%; -17: 0; -18: 0; 0 -27: 0; 0 -30: 0% | 0 | 0 |  | 0 | 0 | 0 | 0 | 0 | 0 | 0 | 0 | 0 | 0 | 0 | 0 |  |  | 0 | 0 | 0 | 0%
367 | -11: 0; -16: 0%; -17: 0; -18: 0; 0 -27: 0; 0 -30: 0% | 0 | 0 |  | 0 | 0 | 0 | 0 | 0 | 0 | 0 | 0 | 0 | 0 | 0 | 0 |  |  | 0 | 0 | 0 | 0%
368 | -11: 0; -16: 0%; -17: 0; -18: 0; 0 -27: 0; 0 -30: 0% | 0 | 0 |  | 0 | 0 | 0 | 0 | 0 | 0 | 0 | 0 | 0 | 0 | 0 | 0 |  |  | 0 | 0 | 0 | 0%
369 | -11: 0; -16: 0%; -17: 0; -18: 0; 0 -27: 0; 0 -30: 0% | 0 | 0 |  | 0 | 0 | 0 | 0 | 0 | 0 | 0 | 0 | 0 | 0 | 0 | 0 |  |  | 0 | 0 | 0 | 0%
370 | -11: 0; -16: 0%; -17: 0; -18: 0; 0 -27: 0; 0 -30: 0% | 0 | 0 |  | 0 | 0 | 0 | 0 | 0 | 0 | 0 | 0 | 0 | 0 | 0 | 0 |  |  | 0 | 0 | 0 | 0%
371 | -11: 0; -16: 0%; -17: 0; -18: 0; 0 -27: 0; 0 -30: 0% | 0 | 0 |  | 0 | 0 | 0 | 0 | 0 | 0 | 0 | 0 | 0 | 0 | 0 | 0 |  |  | 0 | 0 | 0 | 0%
372 | -11: 0; -16: 0%; -17: 0; -18: 0; 0 -27: 0; 0 -30: 0% | 0 | 0 |  | 0 | 0 | 0 | 0 | 0 | 0 | 0 | 0 | 0 | 0 | 0 | 0 |  |  | 0 | 0 | 0 | 0%
373 | -11: 0; -16: 0%; -17: 0; -18: 0; 0 -27: 0; 0 -30: 0% | 0 | 0 |  | 0 | 0 | 0 | 0 | 0 | 0 | 0 | 0 | 0 | 0 | 0 | 0 |  |  | 0 | 0 | 0 | 0%
374 | -11: 0; -16: 0%; -17: 0; -18: 0; 0 -27: 0; 0 -30: 0% | 0 | 0 |  | 0 | 0 | 0 | 0 | 0 | 0 | 0 | 0 | 0 | 0 | 0 | 0 |  |  | 0 | 0 | 0 | 0%
375 | -11: 0; -16: 0%; -17: 0; -18: 0; 0 -27: 0; 0 -30: 0% | 0 | 0 |  | 0 | 0 | 0 | 0 | 0 | 0 | 0 | 0 | 0 | 0 | 0 | 0 |  |  | 0 | 0 | 0 | 0%
376 | -11: 0; -16: 0%; -17: 0; -18: 0; 0 -27: 0; 0 -30: 0% | 0 | 0 |  | 0 | 0 | 0 | 0 | 0 | 0 | 0 | 0 | 0 | 0 | 0 | 0 |  |  | 0 | 0 | 0 | 0%
377 | -11: 0; -16: 0%; -17: 0; -18: 0; 0 -27: 0; 0 -30: 0% | 0 | 0 |  | 0 | 0 | 0 | 0 | 0 | 0 | 0 | 0 | 0 | 0 | 0 | 0 |  |  | 0 | 0 | 0 | 0%
378 | -11: 0; -16: 0%; -17: 0; -18: 0; 0 -27: 0; 0 -30: 0% | 0 | 0 |  | 0 | 0 | 0 | 0 | 0 | 0 | 0 | 0 | 0 | 0 | 0 | 0 |  |  | 0 | 0 | 0 | 0%
379 | -11: 0; -16: 0%; -17: 0; -18: 0; 0 -27: 0; 0 -30: 0% | 0 | 0 |  | 0 | 0 | 0 | 0 | 0 | 0 | 0 | 0 | 0 | 0 | 0 | 0 |  |  | 0 | 0 | 0 | 0%
380 | -11: 0; -16: 0%; -17: 0; -18: 0; 0 -27: 0; 0 -30: 0% | 0 | 0 |  | 0 | 0 | 0 | 0 | 0 | 0 | 0 | 0 | 0 | 0 | 0 | 0 |  |  | 0 | 0 | 0 | 0%
381 | -11: 0; -16: 0%; -17: 0; -18: 0; 0 -27: 0; 0 -30: 0% | 0 | 0 |  | 0 | 0 | 0 | 0 | 0 | 0 | 0 | 0 | 0 | 0 | 0 | 0 |  |  | 0 | 0 | 0 | 0%
382 | -11: 0; -16: 0%; -17: 0; -18: 0; 0 -27: 0; 0 -30: 0% | 0 | 0 |  | 0 | 0 | 0 | 0 | 0 | 0 | 0 | 0 | 0 | 0 | 0 | 0 |  |  | 0 | 0 | 0 | 0%
383 | -11: 0; -16: 0%; -17: 0; -18: 0; 0 -27: 0; 0 -30: 0% | 0 | 0 |  | 0 | 0 | 0 | 0 | 0 | 0 | 0 | 0 | 0 | 0 | 0 | 0 |  |  | 0 | 0 | 0 | 0%
384 | -11: 0; -16: 0%; -17: 0; -18: 0; 0 -27: 0; 0 -30: 0% | 0 | 0 |  | 0 | 0 | 0 | 0 | 0 | 0 | 0 | 0 | 0 | 0 | 0 | 0 |  |  | 0 | 0 | 0 | 0%
385 | -11: 0; -16: 0%; -17: 0; -18: 0; 0 -27: 0; 0 -30: 0% | 0 | 0 |  | 0 | 0 | 0 | 0 | 0 | 0 | 0 | 0 | 0 | 0 | 0 | 0 |  |  | 0 | 0 | 0 | 0%
386 | -11: 0; -16: 0%; -17: 0; -18: 0; 0 -27: 0; 0 -30: 0% | 0 | 0 |  | 0 | 0 | 0 | 0 | 0 | 0 | 0 | 0 | 0 | 0 | 0 | 0 |  |  | 0 | 0 | 0 | 0%
387 | -11: 0; -16: 0%; -17: 0; -18: 0; 0 -27: 0; 0 -30: 0% | 0 | 0 |  | 0 | 0 | 0 | 0 | 0 | 0 | 0 | 0 | 0 | 0 | 0 | 0 |  |  | 0 | 0 | 0 | 0%
388 | -11: 0; -16: 0%; -17: 0; -18: 0; 0 -27: 0; 0 -30: 0% | 0 | 0 |  | 0 | 0 | 0 | 0 | 0 | 0 | 0 | 0 | 0 | 0 | 0 | 0 |  |  | 0 | 0 | 0 | 0%
389 | -11: 0; -16: 0%; -17: 0; -18: 0; 0 -27: 0; 0 -30: 0% | 0 | 0 |  | 0 | 0 | 0 | 0 | 0 | 0 | 0 | 0 | 0 | 0 | 0 | 0 |  |  | 0 | 0 | 0 | 0%
390 | -11: 0; -16: 0%; -17: 0; -18: 0; 0 -27: 0; 0 -30: 0% | 0 | 0 |  | 0 | 0 | 0 | 0 | 0 | 0 | 0 | 0 | 0 | 0 | 0 | 0 |  |  | 0 | 0 | 0 | 0%
391 | -11: 0; -16: 0%; -17: 0; -18: 0; 0 -27: 0; 0 -30: 0% | 0 | 0 |  | 0 | 0 | 0 | 0 | 0 | 0 | 0 | 0 | 0 | 0 | 0 | 0 |  |  | 0 | 0 | 0 | 0%
392 | -11: 0; -16: 0%; -17: 0; -18: 0; 0 -27: 0; 0 -30: 0% | 0 | 0 |  | 0 | 0 | 0 | 0 | 0 | 0 | 0 | 0 | 0 | 0 | 0 | 0 |  |  | 0 | 0 | 0 | 0%
393 | -11: 0; -16: 0%; -17: 0; -18: 0; 0 -27: 0; 0 -30: 0% | 0 | 0 |  | 0 | 0 | 0 | 0 | 0 | 0 | 0 | 0 | 0 | 0 | 0 | 0 |  |  | 0 | 0 | 0 | 0%
394 | -11: 0; -16: 0%; -17: 0; -18: 0; 0 -27: 0; 0 -30: 0% | 0 | 0 |  | 0 | 0 | 0 | 0 | 0 | 0 | 0 | 0 | 0 | 0 | 0 | 0 |  |  | 0 | 0 | 0 | 0%
395 | -11: 0; -16: 0%; -17: 0; -18: 0; 0 -27: 0; 0 -30: 0% | 0 | 0 |  | 0 | 0 | 0 | 0 | 0 | 0 | 0 | 0 | 0 | 0 | 0 | 0 |  |  | 0 | 0 | 0 | 0%
396 | -11: 0; -16: 0%; -17: 0; -18: 0; 0 -27: 0; 0 -30: 0% | 0 | 0 |  | 0 | 0 | 0 | 0 | 0 | 0 | 0 | 0 | 0 | 0 | 0 | 0 |  |  | 0 | 0 | 0 | 0%
397 | -11: 0; -16: 0%; -17: 0; -18: 0; 0 -27: 0; 0 -30: 0% | 0 | 0 |  | 0 | 0 | 0 | 0 | 0 | 0 | 0 | 0 | 0 | 0 | 0 | 0 |  |  | 0 | 0 | 0 | 0%
398 | -11: 0; -16: 0%; -17: 0; -18: 0; 0 -27: 0; 0 -30: 0% | 0 | 0 |  | 0 | 0 | 0 | 0 | 0 | 0 | 0 | 0 | 0 | 0 | 0 | 0 |  |  | 0 | 0 | 0 | 0%
399 | -11: 0; -16: 0%; -17: 0; -18: 0; 0 -27: 0; 0 -30: 0% | 0 | 0 |  | 0 | 0 | 0 | 0 | 0 | 0 | 0 | 0 | 0 | 0 | 0 | 0 |  |  | 0 | 0 | 0 | 0%
400 | -11: 0; -16: 0%; -17: 0; -18: 0; 0 -27: 0; 0 -30: 0% | 0 | 0 |  | 0 | 0 | 0 | 0 | 0 | 0 | 0 | 0 | 0 | 0 | 0 | 0 |  |  | 0 | 0 | 0 | 0%
401 | -11: 0; -16: 0%; -17: 0; -18: 0; 0 -27: 0; 0 -30: 0% | 0 | 0 |  | 0 | 0 | 0 | 0 | 0 | 0 | 0 | 0 | 0 | 0 | 0 | 0 |  |  | 0 | 0 | 0 | 0%
402 | -11: 0; -16: 0%; -17: 0; -18: 0; 0 -27: 0; 0 -30: 0% | 0 | 0 |  | 0 | 0 | 0 | 0 | 0 | 0 | 0 | 0 | 0 | 0 | 0 | 0 |  |  | 0 | 0 | 0 | 0%
403 | -11: 0; -16: 0%; -17: 0; -18: 0; 0 -27: 0; 0 -30: 0% | 0 | 0 |  | 0 | 0 | 0 | 0 | 0 | 0 | 0 | 0 | 0 | 0 | 0 | 0 |  |  | 0 | 0 | 0 | 0%
404 | -11: 0; -16: 0%; -17: 0; -18: 0; 0 -27: 0; 0 -30: 0% | 0 | 0 |  | 0 | 0 | 0 | 0 | 0 | 0 | 0 | 0 | 0 | 0 | 0 | 0 |  |  | 0 | 0 | 0 | 0%
405 | -11: 0; -16: 0%; -17: 0; -18: 0; 0 -27: 0; 0 -30: 0% | 0 | 0 |  | 0 | 0 | 0 | 0 | 0 | 0 | 0 | 0 | 0 | 0 | 0 | 0 |  |  | 0 | 0 | 0 | 0%
406 | -11: 0; -16: 0%; -17: 0; -18: 0; 0 -27: 0; 0 -30: 0% | 0 | 0 |  | 0 | 0 | 0 | 0 | 0 | 0 | 0 | 0 | 0 | 0 | 0 | 0 |  |  | 0 | 0 | 0 | 0%
407 | -11: 0; -16: 0%; -17: 0; -18: 0; 0 -27: 0; 0 -30: 0% | 0 | 0 |  | 0 | 0 | 0 | 0 | 0 | 0 | 0 | 0 | 0 | 0 | 0 | 0 |  |  | 0 | 0 | 0 | 0%
408 | -11: 0; -16: 0%; -17: 0; -18: 0; 0 -27: 0; 0 -30: 0% | 0 | 0 |  | 0 | 0 | 0 | 0 | 0 | 0 | 0 | 0 | 0 | 0 | 0 | 0 |  |  | 0 | 0 | 0 | 0%
409 | -11: 0; -16: 0%; -17: 0; -18: 0; 0 -27: 0; 0 -30: 0% | 0 | 0 |  | 0 | 0 | 0 | 0 | 0 | 0 | 0 | 0 | 0 | 0 | 0 | 0 |  |  | 0 | 0 | 0 | 0%
410 | -11: 0; -16: 0%; -17: 0; -18: 0; 0 -27: 0; 0 -30: 0% | 0 | 0 |  | 0 | 0 | 0 | 0 | 0 | 0 | 0 | 0 | 0 | 0 | 0 | 0 |  |  | 0 | 0 | 0 | 0%
411 | -11: 0; -16: 0%; -17: 0; -18: 0; 0 -27: 0; 0 -30: 0% | 0 | 0 |  | 0 | 0 | 0 | 0 | 0 | 0 | 0 | 0 | 0 | 0 | 0 | 0 |  |  | 0 | 0 | 0 | 0%
412 | -11: 0; -16: 0%; -17: 0; -18: 0; 0 -27: 0; 0 -30: 0% | 0 | 0 |  | 0 | 0 | 0 | 0 | 0 | 0 | 0 | 0 | 0 | 0 | 0 | 0 |  |  | 0 | 0 | 0 | 0%
413 | -11: 0; -16: 0%; -17: 0; -18: 0; 0 -27: 0; 0 -30: 0% | 0 | 0 |  | 0 | 0 | 0 | 0 | 0 | 0 | 0 | 0 | 0 | 0 | 0 | 0 |  |  | 0 | 0 | 0 | 0%
414 | -11: 0; -16: 0%; -17: 0; -18: 0; 0 -27: 0; 0 -30: 0% | 0 | 0 |  | 0 | 0 | 0 | 0 | 0 | 0 | 0 | 0 | 0 | 0 | 0 | 0 |  |  | 0 | 0 | 0 | 0%
415 | -11: 0; -16: 0%; -17: 0; -18: 0; 0 -27: 0; 0 -30: 0% | 0 | 0 |  | 0 | 0 | 0 | 0 | 0 | 0 | 0 | 0 | 0 | 0 | 0 | 0 |  |  | 0 | 0 | 0 | 0%
416 | -11: 0; -16: 0%; -17: 0; -18: 0; 0 -27: 0; 0 -30: 0% | 0 | 0 |  | 0 | 0 | 0 | 0 | 0 | 0 | 0 | 0 | 0 | 0 | 0 | 0 |  |  | 0 | 0 | 0 | 0%
417 | -11: 0; -16: 0%; -17: 0; -18: 0; 0 -27: 0; 0 -30: 0% | 0 | 0 |  | 0 | 0 | 0 | 0 | 0 | 0 | 0 | 0 | 0 | 0 | 0 | 0 |  |  | 0 | 0 | 0 | 0%
418 | -11: 0; -16: 0%; -17: 0; -18: 0; 0 -27: 0; 0 -30: 0% | 0 | 0 |  | 0 | 0 | 0 | 0 | 0 | 0 | 0 | 0 | 0 | 0 | 0 | 0 |  |  | 0 | 0 | 0 | 0%
419 | -11: 0; -16: 0%; -17: 0; -18: 0; 0 -27: 0; 0 -30: 0% | 0 | 0 |  | 0 | 0 | 0 | 0 | 0 | 0 | 0 | 0 | 0 | 0 | 0 | 0 |  |  | 0 | 0 | 0 | 0%
420 | -11: 0; -16: 0%; -17: 0; -18: 0; 0 -27: 0; 0 -30: 0% | 0 | 0 |  | 0 | 0 | 0 | 0 | 0 | 0 | 0 | 0 | 0 | 0 | 0 | 0 |  |  | 0 | 0 | 0 | 0%
421 | -11: 0; -16: 0%; -17: 0; -18: 0; 0 -27: 0; 0 -30: 0% | 0 | 0 |  | 0 | 0 | 0 | 0 | 0 | 0 | 0 | 0 | 0 | 0 | 0 | 0 |  |  | 0 | 0 | 0 | 0%
422 | -11: 0; -16: 0%; -17: 0; -18: 0; 0 -27: 0; 0 -30: 0% | 0 | 0 |  | 0 | 0 | 0 | 0 | 0 | 0 | 0 | 0 | 0 | 0 | 0 | 0 |  |  | 0 | 0 | 0 | 0%
423 | -11: 0; -16: 0%; -17: 0; -18: 0; 0 -27: 0; 0 -30: 0% | 0 | 0 |  | 0 | 0 | 0 | 0 | 0 | 0 | 0 | 0 | 0 | 0 | 0 | 0 |  |  | 0 | 0 | 0 | 0%
424 | -11: 0; -16: 0%; -17: 0; -18: 0; 0 -27: 0; 0 -30: 0% | 0 | 0 |  | 0 | 0 | 0 | 0 | 0 | 0 | 0 | 0 | 0 | 0 | 0 | 0 |  |  | 0 | 0 | 0 | 0%
425 | -11: 0; -16: 0%; -17: 0; -18: 0; 0 -27: 0; 0 -30: 0% | 0 | 0 |  | 0 | 0 | 0 | 0 | 0 | 0 | 0 | 0 | 0 | 0 | 0 | 0 |  |  | 0 | 0 | 0 | 0%
426 | -11: 0; -16: 0%; -17: 0; -18: 0; 0 -27: 0; 0 -30: 0% | 0 | 0 |  | 0 | 0 | 0 | 0 | 0 | 0 | 0 | 0 | 0 | 0 | 0 | 0 |  |  | 0 | 0 | 0 | 0%
427 | -11: 0; -16: 0%; -17: 0; -18: 0; 0 -27: 0; 0 -30: 0% | 0 | 0 |  | 0 | 0 | 0 | 0 | 0 | 0 | 0 | 0 | 0 | 0 | 0 | 0 |  |  | 0 | 0 | 0 | 0%
428 | -11: 0; -16: 0%; -17: 0; -18: 0; 0 -27: 0; 0 -30: 0% | 0 | 0 |  | 0 | 0 | 0 | 0 | 0 | 0 | 0 | 0 | 0 | 0 | 0 | 0 |  |  | 0 | 0 | 0 | 0%
429 | -11: 0; -16: 0%; -17: 0; -18: 0; 0 -27: 0; 0 -30: 0% | 0 | 0 |  | 0 | 0 | 0 | 0 | 0 | 0 | 0 | 0 | 0 | 0 | 0 | 0 |  |  | 0 | 0 | 0 | 0%
430 | -11: 0; -16: 0%; -17: 0; -18: 0; 0 -27: 0; 0 -30: 0% | 0 | 0 |  | 0 | 0 | 0 | 0 | 0 | 0 | 0 | 0 | 0 | 0 | 0 | 0 |  |  | 0 | 0 | 0 | 0%
431 | -11: 0; -16: 0%; -17: 0; -18: 0; 0 -27: 0; 0 -30: 0% | 0 | 0 |  | 0 | 0 | 0 | 0 | 0 | 0 | 0 | 0 | 0 | 0 | 0 | 0 |  |  | 0 | 0 | 0 | 0%
432 | -11: 0; -16: 0%; -17: 0; -18: 0; 0 -27: 0; 0 -30: 0% | 0 | 0 |  | 0 | 0 | 0 | 0 | 0 | 0 | 0 | 0 | 0 | 0 | 0 | 0 |  |  | 0 | 0 | 0 | 0%
433 | -11: 0; -16: 0%; -17: 0; -18: 0; 0 -27: 0; 0 -30: 0% | 0 | 0 |  | 0 | 0 | 0 | 0 | 0 | 0 | 0 | 0 | 0 | 0 | 0 | 0 |  |  | 0 | 0 | 0 | 0%
434 | -11: 0; -16: 0%; -17: 0; -18: 0; 0 -27: 0; 0 -30: 0% | 0 | 0 |  | 0 | 0 | 0 | 0 | 0 | 0 | 0 | 0 | 0 | 0 | 0 | 0 |  |  | 0 | 0 | 0 | 0%
435 | -11: 0; -16: 0%; -17: 0; -18: 0; 0 -27: 0; 0 -30: 0% | 0 | 0 |  | 0 | 0 | 0 | 0 | 0 | 0 | 0 | 0 | 0 | 0 | 0 | 0 |  |  | 0 | 0 | 0 | 0%
436 | -11: 0; -16: 0%; -17: 0; -18: 0; 0 -27: 0; 0 -30: 0% | 0 | 0 |  | 0 | 0 | 0 | 0 | 0 | 0 | 0 | 0 | 0 | 0 | 0 | 0 |  |  | 0 | 0 | 0 | 0%
437 | -11: 0; -16: 0%; -17: 0; -18: 0; 0 -27: 0; 0 -30: 0% | 0 | 0 |  | 0 | 0 | 0 | 0 | 0 | 0 | 0 | 0 | 0 | 0 | 0 | 0 |  |  | 0 | 0 | 0 | 0%
438 | -11: 0; -16: 0%; -17: 0; -18: 0; 0 -27: 0; 0 -30: 0% | 0 | 0 |  | 0 | 0 | 0 | 0 | 0 | 0 | 0 | 0 | 0 | 0 | 0 | 0 |  |  | 0 | 0 | 0 | 0%
439 | -11: 0; -16: 0%; -17: 0; -18: 0; 0 -27: 0; 0 -30: 0% | 0 | 0 |  | 0 | 0 | 0 | 0 | 0 | 0 | 0 | 0 | 0 | 0 | 0 | 0 |  |  | 0 | 0 | 0 | 0%
440 | -11: 0; -16: 0%; -17: 0; -18: 0; 0 -27: 0; 0 -30: 0% | 0 | 0 |  | 0 | 0 | 0 | 0 | 0 | 0 | 0 | 0 | 0 | 0 | 0 | 0 |  |  | 0 | 0 | 0 | 0%
441 | -11: 0; -16: 0%; -17: 0; -18: 0; 0 -27: 0; 0 -30: 0% | 0 | 0 |  | 0 | 0 | 0 | 0 | 0 | 0 | 0 | 0 | 0 | 0 | 0 | 0 |  |  | 0 | 0 | 0 | 0%
442 | -11: 0; -16: 0%; -17: 0; -18: 0; 0 -27: 0; 0 -30: 0% | 0 | 0 |  | 0 | 0 | 0 | 0 | 0 | 0 | 0 | 0 | 0 | 0 | 0 | 0 |  |  | 0 | 0 | 0 | 0%
443 | -11: 0; -16: 0%; -17: 0; -18: 0; 0 -27: 0; 0 -30: 0% | 0 | 0 |  | 0 | 0 | 0 | 0 | 0 | 0 | 0 | 0 | 0 | 0 | 0 | 0 |  |  | 0 | 0 | 0 | 0%
444 | -11: 0; -16: 0%; -17: 0; -18: 0; 0 -27: 0; 0 -30: 0% | 0 | 0 |  | 0 | 0 | 0 | 0 | 0 | 0 | 0 | 0 | 0 | 0 | 0 | 0 |  |  | 0 | 0 | 0 | 0%
445 | -11: 0; -16: 0%; -17: 0; -18: 0; 0 -27: 0; 0 -30: 0% | 0 | 0 |  | 0 | 0 | 0 | 0 | 0 | 0 | 0 | 0 | 0 | 0 | 0 | 0 |  |  | 0 | 0 | 0 | 0%
446 | -11: 0; -16: 0%; -17: 0; -18: 0; 0 -27: 0; 0 -30: 0% | 0 | 0 |  | 0 | 0 | 0 | 0 | 0 | 0 | 0 | 0 | 0 | 0 | 0 | 0 |  |  | 0 | 0 | 0 | 0%
447 | -11: 0; -16: 0%; -17: 0; -18: 0; 0 -27: 0; 0 -30: 0% | 0 | 0 |  | 0 | 0 | 0 | 0 | 0 | 0 | 0 | 0 | 0 | 0 | 0 | 0 |  |  | 0 | 0 | 0 | 0%
448 | -11: 0; -16: 0%; -17: 0; -18: 0; 0 -27: 0; 0 -30: 0% | 0 | 0 |  | 0 | 0 | 0 | 0 | 0 | 0 | 0 | 0 | 0 | 0 | 0 | 0 |  |  | 0 | 0 | 0 | 0%
449 | -11: 0; -16: 0%; -17: 0; -18: 0; 0 -27: 0; 0 -30: 0% | 0 | 0 |  | 0 | 0 | 0 | 0 | 0 | 0 | 0 | 0 | 0 | 0 | 0 | 0 |  |  | 0 | 0 | 0 | 0%
450 | -11: 0; -16: 0%; -17: 0; -18: 0; 0 -27: 0; 0 -30: 0% | 0 | 0 |  | 0 | 0 | 0 | 0 | 0 | 0 | 0 | 0 | 0 | 0 | 0 | 0 |  |  | 0 | 0 | 0 | 0%
451 | -11: 0; -16: 0%; -17: 0; -18: 0; 0 -27: 0; 0 -30: 0% | 0 | 0 |  | 0 | 0 | 0 | 0 | 0 | 0 | 0 | 0 | 0 | 0 | 0 | 0 |  |  | 0 | 0 | 0 | 0%
452 | -11: 0; -16: 0%; -17: 0; -18: 0; 0 -27: 0; 0 -30: 0% | 0 | 0 |  | 0 | 0 | 0 | 0 | 0 | 0 | 0 | 0 | 0 | 0 | 0 | 0 |  |  | 0 | 0 | 0 | 0%
453 | -11: 0; -16: 0%; -17: 0; -18: 0; 0 -27: 0; 0 -30: 0% | 0 | 0 |  | 0 | 0 | 0 | 0 | 0 | 0 | 0 | 0 | 0 | 0 | 0 | 0 |  |  | 0 | 0 | 0 | 0%
454 | -11: 0; -16: 0%; -17: 0; -18: 0; 0 -27: 0; 0 -30: 0% | 0 | 0 |  | 0 | 0 | 0 | 0 | 0 | 0 | 0 | 0 | 0 | 0 | 0 | 0 |  |  | 0 | 0 | 0 | 0%
455 | -11: 0; -16: 0%; -17: 0; -18: 0; 0 -27: 0; 0 -30: 0% | 0 | 0 |  | 0 | 0 | 0 | 0 | 0 | 0 | 0 | 0 | 0 | 0 | 0 | 0 |  |  | 0 | 0 | 0 | 0%
456 | -11: 0; -16: 0%; -17: 0; -18: 0; 0 -27: 0; 0 -30: 0% | 0 | 0 |  | 0 | 0 | 0 | 0 | 0 | 0 | 0 | 0 | 0 | 0 | 0 | 0 |  |  | 0 | 0 | 0 | 0%
457 | -11: 0; -16: 0%; -17: 0; -18: 0; 0 -27: 0; 0 -30: 0% | 0 | 0 |  | 0 | 0 | 0 | 0 | 0 | 0 | 0 | 0 | 0 | 0 | 0 | 0 |  |  | 0 | 0 | 0 | 0%
458 | -11: 0; -16: 0%; -17: 0; -18: 0; 0 -27: 0; 0 -30: 0% | 0 | 0 |  | 0 | 0 | 0 | 0 | 0 | 0 | 0 | 0 | 0 | 0 | 0 | 0 |  |  | 0 | 0 | 0 | 0%
459 | -11: 0; -16: 0%; -17: 0; -18: 0; 0 -27: 0; 0 -30: 0% | 0 | 0 |  | 0 | 0 | 0 | 0 | 0 | 0 | 0 | 0 | 0 | 0 | 0 | 0 |  |  | 0 | 0 | 0 | 0%
460 | -11: 0; -16: 0%; -17: 0; -18: 0; 0 -27: 0; 0 -30: 0% | 0 | 0 |  | 0 | 0 | 0 | 0 | 0 | 0 | 0 | 0 | 0 | 0 | 0 | 0 |  |  | 0 | 0 | 0 | 0%
461 | -11: 0; -16: 0%; -17: 0; -18: 0; 0 -27: 0; 0 -30: 0% | 0 | 0 |  | 0 | 0 | 0 | 0 | 0 | 0 | 0 | 0 | 0 | 0 | 0 | 0 |  |  | 0 | 0 | 0 | 0%
462 | -11: 0; -16: 0%; -17: 0; -18: 0; 0 -27: 0; 0 -30: 0% | 0 | 0 |  | 0 | 0 | 0 | 0 | 0 | 0 | 0 | 0 | 0 | 0 | 0 | 0 |  |  | 0 | 0 | 0 | 0%
463 | -11: 0; -16: 0%; -17: 0; -18: 0; 0 -27: 0; 0 -30: 0% | 0 | 0 |  | 0 | 0 | 0 | 0 | 0 | 0 | 0 | 0 | 0 | 0 | 0 | 0 |  |  | 0 | 0 | 0 | 0%
464 | -11: 0; -16: 0%; -17: 0; -18: 0; 0 -27: 0; 0 -30: 0% | 0 | 0 |  | 0 | 0 | 0 | 0 | 0 | 0 | 0 | 0 | 0 | 0 | 0 | 0 |  |  | 0 | 0 | 0 | 0%
465 | -11: 0; -16: 0%; -17: 0; -18: 0; 0 -27: 0; 0 -30: 0% | 0 | 0 |  | 0 | 0 | 0 | 0 | 0 | 0 | 0 | 0 | 0 | 0 | 0 | 0 |  |  | 0 | 0 | 0 | 0%
466 | -11: 0; -16: 0%; -17: 0; -18: 0; 0 -27: 0; 0 -30: 0% | 0 | 0 |  | 0 | 0 | 0 | 0 | 0 | 0 | 0 | 0 | 0 | 0 | 0 | 0 |  |  | 0 | 0 | 0 | 0%
467 | -11: 0; -16: 0%; -17: 0; -18: 0; 0 -27: 0; 0 -30: 0% | 0 | 0 |  | 0 | 0 | 0 | 0 | 0 | 0 | 0 | 0 | 0 | 0 | 0 | 0 |  |  | 0 | 0 | 0 | 0%
468 | -11: 0; -16: 0%; -17: 0; -18: 0; 0 -27: 0; 0 -30: 0% | 0 | 0 |  | 0 | 0 | 0 | 0 | 0 | 0 | 0 | 0 | 0 | 0 | 0 | 0 |  |  | 0 | 0 | 0 | 0%
469 | -11: 0; -16: 0%; -17: 0; -18: 0; 0 -27: 0; 0 -30: 0% | 0 | 0 |  | 0 | 0 | 0 | 0 | 0 | 0 | 0 | 0 | 0 | 0 | 0 | 0 |  |  | 0 | 0 | 0 | 0%
470 | -11: 0; -16: 0%; -17: 0; -18: 0; 0 -27: 0; 0 -30: 0% | 0 | 0 |  | 0 | 0 | 0 | 0 | 0 | 0 | 0 | 0 | 0 | 0 | 0 | 0 |  |  | 0 | 0 | 0 | 0%
471 | -11: 0; -16: 0%; -17: 0; -18: 0; 0 -27: 0; 0 -30: 0% | 0 | 0 |  | 0 | 0 | 0 | 0 | 0 | 0 | 0 | 0 | 0 | 0 | 0 | 0 |  |  | 0 | 0 | 0 | 0%
472 | -11: 0; -16: 0%; -17: 0; -18: 0; 0 -27: 0; 0 -30: 0% | 0 | 0 |  | 0 | 0 | 0 | 0 | 0 | 0 | 0 | 0 | 0 | 0 | 0 | 0 |  |  | 0 | 0 | 0 | 0%
473 | -11: 0; -16: 0%; -17: 0; -18: 0; 0 -27: 0; 0 -30: 0% | 0 | 0 |  | 0 | 0 | 0 | 0 | 0 | 0 | 0 | 0 | 0 | 0 | 0 | 0 |  |  | 0 | 0 | 0 | 0%
474 | -11: 0; -16: 0%; -17: 0; -18: 0; 0 -27: 0; 0 -30: 0% | 0 | 0 |  | 0 | 0 | 0 | 0 | 0 | 0 | 0 | 0 | 0 | 0 | 0 | 0 |  |  | 0 | 0 | 0 | 0%
475 | -11: 0; -16: 0%; -17: 0; -18: 0; 0 -27: 0; 0 -30: 0% | 0 | 0 |  | 0 | 0 | 0 | 0 | 0 | 0 | 0 | 0 | 0 | 0 | 0 | 0 |  |  | 0 | 0 | 0 | 0%
476 | -11: 0; -16: 0%; -17: 0; -18: 0; 0 -27: 0; 0 -30: 0% | 0 | 0 |  | 0 | 0 | 0 | 0 | 0 | 0 | 0 | 0 | 0 | 0 | 0 | 0 |  |  | 0 | 0 | 0 | 0%
477 | -11: 0; -16: 0%; -17: 0; -18: 0; 0 -27: 0; 0 -30: 0% | 0 | 0 |  | 0 | 0 | 0 | 0 | 0 | 0 | 0 | 0 | 0 | 0 | 0 | 0 |  |  | 0 | 0 | 0 | 0%
478 | -11: 0; -16: 0%; -17: 0; -18: 0; 0 -27: 0; 0 -30: 0% | 0 | 0 |  | 0 | 0 | 0 | 0 | 0 | 0 | 0 | 0 | 0 | 0 | 0 | 0 |  |  | 0 | 0 | 0 | 0%
479 | -11: 0; -16: 0%; -17: 0; -18: 0; 0 -27: 0; 0 -30: 0% | 0 | 0 |  | 0 | 0 | 0 | 0 | 0 | 0 | 0 | 0 | 0 | 0 | 0 | 0 |  |  | 0 | 0 | 0 | 0%
480 | -11: 0; -16: 0%; -17: 0; -18: 0; 0 -27: 0; 0 -30: 0% | 0 | 0 |  | 0 | 0 | 0 | 0 | 0 | 0 | 0 | 0 | 0 | 0 | 0 | 0 |  |  | 0 | 0 | 0 | 0%
481 | -11: 0; -16: 0%; -17: 0; -18: 0; 0 -27: 0; 0 -30: 0% | 0 | 0 |  | 0 | 0 | 0 | 0 | 0 | 0 | 0 | 0 | 0 | 0 | 0 | 0 |  |  | 0 | 0 | 0 | 0%
482 | -11: 0; -16: 0%; -17: 0; -18: 0; 0 -27: 0; 0 -30: 0% | 0 | 0 |  | 0 | 0 | 0 | 0 | 0 | 0 | 0 | 0 | 0 | 0 | 0 | 0 |  |  | 0 | 0 | 0 | 0%
483 | -11: 0; -16: 0%; -17: 0; -18: 0; 0 -27: 0; 0 -30: 0% | 0 | 0 |  | 0 | 0 | 0 | 0 | 0 | 0 | 0 | 0 | 0 | 0 | 0 | 0 |  |  | 0 | 0 | 0 | 0%
484 | -11: 0; -16: 0%; -17: 0; -18: 0; 0 -27: 0; 0 -30: 0% | 0 | 0 |  | 0 | 0 | 0 | 0 | 0 | 0 | 0 | 0 | 0 | 0 | 0 | 0 |  |  | 0 | 0 | 0 | 0%
485 | -11: 0; -16: 0%; -17: 0; -18: 0; 0 -27: 0; 0 -30: 0% | 0 | 0 |  | 0 | 0 | 0 | 0 | 0 | 0 | 0 | 0 | 0 | 0 | 0 | 0 |  |  | 0 | 0 | 0 | 0%
486 | -11: 0; -16: 0%; -17: 0; -18: 0; 0 -27: 0; 0 -30: 0% | 0 | 0 |  | 0 | 0 | 0 | 0 | 0 | 0 | 0 | 0 | 0 | 0 | 0 | 0 |  |  | 0 | 0 | 0 | 0%
487 | -11: 0; -16: 0%; -17: 0; -18: 0; 0 -27: 0; 0 -30: 0% | 0 | 0 |  | 0 | 0 | 0 | 0 | 0 | 0 | 0 | 0 | 0 | 0 | 0 | 0 |  |  | 0 | 0 | 0 | 0%
488 | -11: 0; -16: 0%; -17: 0; -18: 0; 0 -27: 0; 0 -30: 0% | 0 | 0 |  | 0 | 0 | 0 | 0 | 0 | 0 | 0 | 0 | 0 | 0 | 0 | 0 |  |  | 0 | 0 | 0 | 0%
489 | -11: 0; -16: 0%; -17: 0; -18: 0; 0 -27: 0; 0 -30: 0% | 0 | 0 |  | 0 | 0 | 0 | 0 | 0 | 0 | 0 | 0 | 0 | 0 | 0 | 0 |  |  | 0 | 0 | 0 | 0%
490 | -11: 0; -16: 0%; -17: 0; -18: 0; 0 -27: 0; 0 -30: 0% | 0 | 0 |  | 0 | 0 | 0 | 0 | 0 | 0 | 0 | 0 | 0 | 0 | 0 | 0 |  |  | 0 | 0 | 0 | 0%
491 | -11: 0; -16: 0%; -17: 0; -18: 0; 0 -27: 0; 0 -30: 0% | 0 | 0 |  | 0 | 0 | 0 | 0 | 0 | 0 | 0 | 0 | 0 | 0 | 0 | 0 |  |  | 0 | 0 | 0 | 0%
492 | -11: 0; -16: 0%; -17: 0; -18: 0; 0 -27: 0; 0 -30: 0% | 0 | 0 |  | 0 | 0 | 0 | 0 | 0 | 0 | 0 | 0 | 0 | 0 | 0 | 0 |  |  | 0 | 0 | 0 | 0%
493 | -11: 0; -16: 0%; -17: 0; -18: 0; 0 -27: 0; 0 -30: 0% | 0 | 0 |  | 0 | 0 | 0 | 0 | 0 | 0 | 0 | 0 | 0 | 0 | 0 | 0 |  |  | 0 | 0 | 0 | 0%
494 | -11: 0; -16: 0%; -17: 0; -18: 0; 0 -27: 0; 0 -30: 0% | 0 | 0 |  | 0 | 0 | 0 | 0 | 0 | 0 | 0 | 0 | 0 | 0 | 0 | 0 |  |  | 0 | 0 | 0 | 0%
495 | -11: 0; -16: 0%; -17: 0; -18: 0; 0 -27: 0; 0 -30: 0% | 0 | 0 |  | 0 | 0 | 0 | 0 | 0 | 0 | 0 | 0 | 0 | 0 | 0 | 0 |  |  | 0 | 0 | 0 | 0%
496 | -11: 0; -16: 0%; -17: 0; -18: 0; 0 -27: 0; 0 -30: 0% | 0 | 0 |  | 0 | 0 | 0 | 0 | 0 | 0 | 0 | 0 | 0 | 0 | 0 | 0 |  |  | 0 | 0 | 0 | 0%
497 | -11: 0; -16: 0%; -17: 0; -18: 0; 0 -27: 0; 0 -30: 0% | 0 | 0 |  | 0 | 0 | 0 | 0 | 0 | 0 | 0 | 0 | 0 | 0 | 0 | 0 |  |  | 0 | 0 | 0 | 0%
498 | -11: 0; -16: 0%; -17: 0; -18: 0; 0 -27: 0; 0 -30: 0% | 0 | 0 |  | 0 | 0 | 0 | 0 | 0 | 0 | 0 | 0 | 0 | 0 | 0 | 0 |  |  | 0 | 0 | 0 | 0%
499 | -11: 0; -16: 0%; -17: 0; -18: 0; 0 -27: 0; 0 -30: 0% | 0 | 0 |  | 0 | 0 | 0 | 0 | 0 | 0 | 0 | 0 | 0 | 0 | 0 | 0 |  |  | 0 | 0 | 0 | 0%
500 | -11: 0; -16: 0%; -17: 0; -18: 0; 0 -27: 0; 0 -30: 0% | 0 | 0 |  | 0 | 0 | 0 | 0 | 0 | 0 | 0 | 0 | 0 | 0 | 0 | 0 |  |  | 0 | 0 | 0 | 0%
501 | -11: 0; -16: 0%; -17: 0; -18: 0; 0 -27: 0; 0 -30: 0% | 0 | 0 |  | 0 | 0 | 0 | 0 | 0 | 0 | 0 | 0 | 0 | 0 | 0 | 0 |  |  | 0 | 0 | 0 | 0%
502 | -11: 0; -16: 0%; -17: 0; -18: 0; 0 -27: 0; 0 -30: 0% | 0 | 0 |  | 0 | 0 | 0 | 0 | 0 | 0 | 0 | 0 | 0 | 0 | 0 | 0 |  |  | 0 | 0 | 0 | 0%
503 | -11: 0; -16: 0%; -17: 0; -18: 0; 0 -27: 0; 0 -30: 0% | 0 | 0 |  | 0 | 0 | 0 | 0 | 0 | 0 | 0 | 0 | 0 | 0 | 0 | 0 |  |  | 0 | 0 | 0 | 0%
504 | -11: 0; -16: 0%; -17: 0; -18: 0; 0 -27: 0; 0 -30: 0% | 0 | 0 |  | 0 | 0 | 0 | 0 | 0 | 0 | 0 | 0 | 0 | 0 | 0 | 0 |  |  | 0 | 0 | 0 | 0%
505 | -11: 0; -16: 0%; -17: 0; -18: 0; 0 -27: 0; 0 -30: 0% | 0 | 0 |  | 0 | 0 | 0 | 0 | 0 | 0 | 0 | 0 | 0 | 0 | 0 | 0 |  |  | 0 | 0 | 0 | 0%
506 | -11: 0; -16: 0%; -17: 0; -18: 0; 0 -27: 0; 0 -30: 0% | 0 | 0 |  | 0 | 0 | 0 | 0 | 0 | 0 | 0 | 0 | 0 | 0 | 0 | 0 |  |  | 0 | 0 | 0 | 0%
507 | -11: 0; -16: 0%; -17: 0; -18: 0; 0 -27: 0; 0 -30: 0% | 0 | 0 |  | 0 | 0 | 0 | 0 | 0 | 0 | 0 | 0 | 0 | 0 | 0 | 0 |  |  | 0 | 0 | 0 | 0%
508 | -11: 0; -16: 0%; -17: 0; -18: 0; 0 -27: 0; 0 -30: 0% | 0 | 0 |  | 0 | 0 | 0 | 0 | 0 | 0 | 0 | 0 | 0 | 0 | 0 | 0 |  |  | 0 | 0 | 0 | 0%
509 | -11: 0; -16: 0%; -17: 0; -18: 0; 0 -27: 0; 0 -30: 0% | 0 | 0 |  | 0 | 0 | 0 | 0 | 0 | 0 | 0 | 0 | 0 | 0 | 0 | 0 |  |  | 0 | 0 | 0 | 0%
510 | -11: 0; -16: 0%; -17: 0; -18: 0; 0 -27: 0; 0 -30: 0% | 0 | 0 |  | 0 | 0 | 0 | 0 | 0 | 0 | 0 | 0 | 0 | 0 | 0 | 0 |  |  | 0 | 0 | 0 | 0%
511 | -11: 0; -16: 0%; -17: 0; -18: 0; 0 -27: 0; 0 -30: 0% | 0 | 0 |  | 0 | 0 | 0 | 0 | 0 | 0 | 0 | 0 | 0 | 0 | 0 | 0 |  |  | 0 | 0 | 0 | 0%
512 | -11: 0; -16: 0%; -17: 0; -18: 0; 0 -27: 0; 0 -30: 0% | 0 | 0 |  | 0 | 0 | 0 | 0 | 0 | 0 | 0 | 0 | 0 | 0 | 0 | 0 |  |  | 0 | 0 | 0 | 0%
513 | -11: 0; -16: 0%; -17: 0; -18: 0; 0 -27: 0; 0 -30: 0% | 0 | 0 |  | 0 | 0 | 0 | 0 | 0 | 0 | 0 | 0 | 0 | 0 | 0 | 0 |  |  | 0 | 0 | 0 | 0%
514 | -11: 0; -16: 0%; -17: 0; -18: 0; 0 -27: 0; 0 -30: 0% | 0 | 0 |  | 0 | 0 | 0 | 0 | 0 | 0 | 0 | 0 | 0 | 0 | 0 | 0 |  |  | 0 | 0 | 0 | 0%
515 | -11: 0; -16: 0%; -17: 0; -18: 0; 0 -27: 0; 0 -30: 0% | 0 | 0 |  | 0 | 0 | 0 | 0 | 0 | 0 | 0 | 0 | 0 | 0 | 0 | 0 |  |  | 0 | 0 | 0 | 0%
516 | -11: 0; -16: 0%; -17: 0; -18: 0; 0 -27: 0; 0 -30: 0% | 0 | 0 |  | 0 | 0 | 0 | 0 | 0 | 0 | 0 | 0 | 0 | 0 | 0 | 0 |  |  | 0 | 0 | 0 | 0%
517 | -11: 0; -16: 0%; -17: 0; -18: 0; 0 -27: 0; 0 -30: 0% | 0 | 0 |  | 0 | 0 | 0 | 0 | 0 | 0 | 0 | 0 | 0 | 0 | 0 | 0 |  |  | 0 | 0 | 0 | 0%
518 | -11: 0; -16: 0%; -17: 0; -18: 0; 0 -27: 0; 0 -30: 0% | 0 | 0 |  | 0 | 0 | 0 | 0 | 0 | 0 | 0 | 0 | 0 | 0 | 0 | 0 |  |  | 0 | 0 | 0 | 0%
519 | -11: 0; -16: 0%; -17: 0; -18: 0; 0 -27: 0; 0 -30: 0% | 0 | 0 |  | 0 | 0 | 0 | 0 | 0 | 0 | 0 | 0 | 0 | 0 | 0 | 0 |  |  | 0 | 0 | 0 | 0%
520 | -11: 0; -16: 0%; -17: 0; -18: 0; 0 -27: 0; 0 -30: 0% | 0 | 0 |  | 0 | 0 | 0 | 0 | 0 | 0 | 0 | 0 | 0 | 0 | 0 | 0 |  |  | 0 | 0 | 0 | 0%
521 | -11: 0; -16: 0%; -17: 0; -18: 0; 0 -27: 0; 0 -30: 0% | 0 | 0 |  | 0 | 0 | 0 | 0 | 0 | 0 | 0 | 0 | 0 | 0 | 0 | 0 |  |  | 0 | 0 | 0 | 0%
522 | -11: 0; -16: 0%; -17: 0; -18: 0; 0 -27: 0; 0 -30: 0% | 0 | 0 |  | 0 | 0 | 0 | 0 | 0 | 0 | 0 | 0 | 0 | 0 | 0 | 0 |  |  | 0 | 0 | 0 | 0%
523 | -11: 0; -16: 0%; -17: 0; -18: 0; 0 -27: 0; 0 -30: 0% | 0 | 0 |  | 0 | 0 | 0 | 0 | 0 | 0 | 0 | 0 | 0 | 0 | 0 | 0 |  |  | 0 | 0 | 0 | 0%
524 | -11: 0; -16: 0%; -17: 0; -18: 0; 0 -27: 0; 0 -30: 0% | 0 | 0 |  | 0 | 0 | 0 | 0 | 0 | 0 | 0 | 0 | 0 | 0 | 0 | 0 |  |  | 0 | 0 | 0 | 0%
525 | -11: 0; -16: 0%; -17: 0; -18: 0; 0 -27: 0; 0 -30: 0% | 0 | 0 |  | 0 | 0 | 0 | 0 | 0 | 0 | 0 | 0 | 0 | 0 | 0 | 0 |  |  | 0 | 0 | 0 | 0%
526 | -11: 0; -16: 0%; -17: 0; -18: 0; 0 -27: 0; 0 -30: 0% | 0 | 0 |  | 0 | 0 | 0 | 0 | 0 | 0 | 0 | 0 | 0 | 0 | 0 | 0 |  |  | 0 | 0 | 0 | 0%
527 | -11: 0; -16: 0%; -17: 0; -18: 0; 0 -27: 0; 0 -30: 0% | 0 | 0 |  | 0 | 0 | 0 | 0 | 0 | 0 | 0 | 0 | 0 | 0 | 0 | 0 |  |  | 0 | 0 | 0 | 0%
528 | -11: 0; -16: 0%; -17: 0; -18: 0; 0 -27: 0; 0 -30: 0% | 0 | 0 |  | 0 | 0 | 0 | 0 | 0 | 0 | 0 | 0 | 0 | 0 | 0 | 0 |  |  | 0 | 0 | 0 | 0%
529 | -11: 0; -16: 0%; -17: 0; -18: 0; 0 -27: 0; 0 -30: 0% | 0 | 0 |  | 0 | 0 | 0 | 0 | 0 | 0 | 0 | 0 | 0 | 0 | 0 | 0 |  |  | 0 | 0 | 0 | 0%
530 | -11: 0; -16: 0%; -17: 0; -18: 0; 0 -27: 0; 0 -30: 0% | 0 | 0 |  | 0 | 0 | 0 | 0 | 0 | 0 | 0 | 0 | 0 | 0 | 0 | 0 |  |  | 0 | 0 | 0 | 0%
531 | -11: 0; -16: 0%; -17: 0; -18: 0; 0 -27: 0; 0 -30: 0% | 0 | 0 |  | 0 | 0 | 0 | 0 | 0 | 0 | 0 | 0 | 0 | 0 | 0 | 0 |  |  | 0 | 0 | 0 | 0%
532 | -11: 0; -16: 0%; -17: 0; -18: 0; 0 -27: 0; 0 -30: 0% | 0 | 0 |  | 0 | 0 | 0 | 0 | 0 | 0 | 0 | 0 | 0 | 0 | 0 | 0 |  |  | 0 | 0 | 0 | 0%
533 | -11: 0; -16: 0%; -17: 0; -18: 0; 0 -27: 0; 0 -30: 0% | 0 | 0 |  | 0 | 0 | 0 | 0 | 0 | 0 | 0 | 0 | 0 | 0 | 0 | 0 |  |  | 0 | 0 | 0 | 0%
534 | -11: 0; -16: 0%; -17: 0; -18: 0; 0 -27: 0; 0 -30: 0% | 0 | 0 |  | 0 | 0 | 0 | 0 | 0 | 0 | 0 | 0 | 0 | 0 | 0 | 0 |  |  | 0 | 0 | 0 | 0%
535 | -11: 0; -16: 0%; -17: 0; -18: 0; 0 -27: 0; 0 -30: 0% | 0 | 0 |  | 0 | 0 | 0 | 0 | 0 | 0 | 0 | 0 | 0 | 0 | 0 | 0 |  |  | 0 | 0 | 0 | 0%
536 | -11: 0; -16: 0%; -17: 0; -18: 0; 0 -27: 0; 0 -30: 0% | 0 | 0 |  | 0 | 0 | 0 | 0 | 0 | 0 | 0 | 0 | 0 | 0 | 0 | 0 |  |  | 0 | 0 | 0 | 0%
537 | -11: 0; -16: 0%; -17: 0; -18: 0; 0 -27: 0; 0 -30: 0% | 0 | 0 |  | 0 | 0 | 0 | 0 | 0 | 0 | 0 | 0 | 0 | 0 | 0 | 0 |  |  | 0 | 0 | 0 | 0%
538 | -11: 0; -16: 0%; -17: 0; -18: 0; 0 -27: 0; 0 -30: 0% | 0 | 0 |  | 0 | 0 | 0 | 0 | 0 | 0 | 0 | 0 | 0 | 0 | 0 | 0 |  |  | 0 | 0 | 0 | 0%
539 | -11: 0; -16: 0%; -17: 0; -18: 0; 0 -27: 0; 0 -30: 0% | 0 | 0 |  | 0 | 0 | 0 | 0 | 0 | 0 | 0 | 0 | 0 | 0 | 0 | 0 |  |  | 0 | 0 | 0 | 0%
540 | -11: 0; -16: 0%; -17: 0; -18: 0; 0 -27: 0; 0 -30: 0% | 0 | 0 |  | 0 | 0 | 0 | 0 | 0 | 0 | 0 | 0 | 0 | 0 | 0 | 0 |  |  | 0 | 0 | 0 | 0%
541 | -11: 0; -16: 0%; -17: 0; -18: 0; 0 -27: 0; 0 -30: 0% | 0 | 0 |  | 0 | 0 | 0 | 0 | 0 | 0 | 0 | 0 | 0 | 0 | 0 | 0 |  |  | 0 | 0 | 0 | 0%
542 | -11: 0; -16: 0%; -17: 0; -18: 0; 0 -27: 0; 0 -30: 0% | 0 | 0 |  | 0 | 0 | 0 | 0 | 0 | 0 | 0 | 0 | 0 | 0 | 0 | 0 |  |  | 0 | 0 | 0 | 0%
543 | -11: 0; -16: 0%; -17: 0; -18: 0; 0 -27: 0; 0 -30: 0% | 0 | 0 |  | 0 | 0 | 0 | 0 | 0 | 0 | 0 | 0 | 0 | 0 | 0 | 0 |  |  | 0 | 0 | 0 | 0%
544 | -11: 0; -16: 0%; -17: 0; -18: 0; 0 -27: 0; 0 -30: 0% | 0 | 0 |  | 0 | 0 | 0 | 0 | 0 | 0 | 0 | 0 | 0 | 0 | 0 | 0 |  |  | 0 | 0 | 0 | 0%
545 | -11: 0; -16: 0%; -17: 0; -18: 0; 0 -27: 0; 0 -30: 0% | 0 | 0 |  | 0 | 0 | 0 | 0 | 0 | 0 | 0 | 0 | 0 | 0 | 0 | 0 |  |  | 0 | 0 | 0 | 0%
546 | -11: 0; -16: 0%; -17: 0; -18: 0; 0 -27: 0; 0 -30: 0% | 0 | 0 |  | 0 | 0 | 0 | 0 | 0 | 0 | 0 | 0 | 0 | 0 | 0 | 0 |  |  | 0 | 0 | 0 | 0%
547 | -11: 0; -16: 0%; -17: 0; -18: 0; 0 -27: 0; 0 -30: 0% | 0 | 0 |  | 0 | 0 | 0 | 0 | 0 | 0 | 0 | 0 | 0 | 0 | 0 | 0 |  |  | 0 | 0 | 0 | 0%
548 | -11: 0; -16: 0%; -17: 0; -18: 0; 0 -27: 0; 0 -30: 0% | 0 | 0 |  | 0 | 0 | 0 | 0 | 0 | 0 | 0 | 0 | 0 | 0 | 0 | 0 |  |  | 0 | 0 | 0 | 0%
549 | -11: 0; -16: 0%; -17: 0; -18: 0; 0 -27: 0; 0 -30: 0% | 0 | 0 |  | 0 | 0 | 0 | 0 | 0 | 0 | 0 | 0 | 0 | 0 | 0 | 0 |  |  | 0 | 0 | 0 | 0%
550 | -11: 0; -16: 0%; -17: 0; -18: 0; 0 -27: 0; 0 -30: 0% | 0 | 0 |  | 0 | 0 | 0 | 0 | 0 | 0 | 0 | 0 | 0 | 0 | 0 | 0 |  |  | 0 | 0 | 0 | 0%
551 | -11: 0; -16: 0%; -17: 0; -18: 0; 0 -27: 0; 0 -30: 0% | 0 | 0 |  | 0 | 0 | 0 | 0 | 0 | 0 | 0 | 0 | 0 | 0 | 0 | 0 |  |  | 0 | 0 | 0 | 0%
552 | -11: 0; -16: 0%; -17: 0; -18: 0; 0 -27: 0; 0 -30: 0% | 0 | 0 |  | 0 | 0 | 0 | 0 | 0 | 0 | 0 | 0 | 0 | 0 | 0 | 0 |  |  | 0 | 0 | 0 | 0%
553 | -11: 0; -16: 0%; -17: 0; -18: 0; 0 -27: 0; 0 -30: 0% | 0 | 0 |  | 0 | 0 | 0 | 0 | 0 | 0 | 0 | 0 | 0 | 0 | 0 | 0 |  |  | 0 | 0 | 0 | 0%
554 | -11: 0; -16: 0%; -17: 0; -18: 0; 0 -27: 0; 0 -30: 0% | 0 | 0 |  | 0 | 0 | 0 | 0 | 0 | 0 | 0 | 0 | 0 | 0 | 0 | 0 |  |  | 0 | 0 | 0 | 0%
555 | -11: 0; -16: 0%; -17: 0; -18: 0; 0 -27: 0; 0 -30: 0% | 0 | 0 |  | 0 | 0 | 0 | 0 | 0 | 0 | 0 | 0 | 0 | 0 | 0 | 0 |  |  | 0 | 0 | 0 | 0%
556 | -11: 0; -16: 0%; -17: 0; -18: 0; 0 -27: 0; 0 -30: 0% | 0 | 0 |  | 0 | 0 | 0 | 0 | 0 | 0 | 0 | 0 | 0 | 0 | 0 | 0 |  |  | 0 | 0 | 0 | 0%
557 | -11: 0; -16: 0%; -17: 0; -18: 0; 0 -27: 0; 0 -30: 0% | 0 | 0 |  | 0 | 0 | 0 | 0 | 0 | 0 | 0 | 0 | 0 | 0 | 0 | 0 |  |  | 0 | 0 | 0 | 0%
558 | -11: 0; -16: 0%; -17: 0; -18: 0; 0 -27: 0; 0 -30: 0% | 0 | 0 |  | 0 | 0 | 0 | 0 | 0 | 0 | 0 | 0 | 0 | 0 | 0 | 0 |  |  | 0 | 0 | 0 | 0%
559 | -11: 0; -16: 0%; -17: 0; -18: 0; 0 -27: 0; 0 -30: 0% | 0 | 0 |  | 0 | 0 | 0 | 0 | 0 | 0 | 0 | 0 | 0 | 0 | 0 | 0 |  |  | 0 | 0 | 0 | 0%
560 | -11: 0; -16: 0%; -17: 0; -18: 0; 0 -27: 0; 0 -30: 0% | 0 | 0 |  | 0 | 0 | 0 | 0 | 0 | 0 | 0 | 0 | 0 | 0 | 0 | 0 |  |  | 0 | 0 | 0 | 0%
561 | -11: 0; -16: 0%; -17: 0; -18: 0; 0 -27: 0; 0 -30: 0% | 0 | 0 |  | 0 | 0 | 0 | 0 | 0 | 0 | 0 | 0 | 0 | 0 | 0 | 0 |  |  | 0 | 0 | 0 | 0%
562 | -11: 0; -16: 0%; -17: 0; -18: 0; 0 -27: 0; 0 -30: 0% | 0 | 0 |  | 0 | 0 | 0 | 0 | 0 | 0 | 0 | 0 | 0 | 0 | 0 | 0 |  |  | 0 | 0 | 0 | 0%
563 | -11: 0; -16: 0%; -17: 0; -18: 0; 0 -27: 0; 0 -30: 0% | 0 | 0 |  | 0 | 0 | 0 | 0 | 0 | 0 | 0 | 0 | 0 | 0 | 0 | 0 |  |  | 0 | 0 | 0 | 0%
564 | -11: 0; -16: 0%; -17: 0; -18: 0; 0 -27: 0; 0 -30: 0% | 0 | 0 |  | 0 | 0 | 0 | 0 | 0 | 0 | 0 | 0 | 0 | 0 | 0 | 0 |  |  | 0 | 0 | 0 | 0%
565 | -11: 0; -16: 0%; -17: 0; -18: 0; 0 -27: 0; 0 -30: 0% | 0 | 0 |  | 0 | 0 | 0 | 0 | 0 | 0 | 0 | 0 | 0 | 0 | 0 | 0 |  |  | 0 | 0 | 0 | 0%
566 | -11: 0; -16: 0%; -17: 0; -18: 0; 0 -27: 0; 0 -30: 0% | 0 | 0 |  | 0 | 0 | 0 | 0 | 0 | 0 | 0 | 0 | 0 | 0 | 0 | 0 |  |  | 0 | 0 | 0 | 0%
567 | -11: 0; -16: 0%; -17: 0; -18: 0; 0 -27: 0; 0 -30: 0% | 0 | 0 |  | 0 | 0 | 0 | 0 | 0 | 0 | 0 | 0 | 0 | 0 | 0 | 0 |  |  | 0 | 0 | 0 | 0%
568 | -11: 0; -16: 0%; -17: 0; -18: 0; 0 -27: 0; 0 -30: 0% | 0 | 0 |  | 0 | 0 | 0 | 0 | 0 | 0 | 0 | 0 | 0 | 0 | 0 | 0 |  |  | 0 | 0 | 0 | 0%
569 | -11: 0; -16: 0%; -17: 0; -18: 0; 0 -27: 0; 0 -30: 0% | 0 | 0 |  | 0 | 0 | 0 | 0 | 0 | 0 | 0 | 0 | 0 | 0 | 0 | 0 |  |  | 0 | 0 | 0 | 0%
570 | -11: 0; -16: 0%; -17: 0; -18: 0; 0 -27: 0; 0 -30: 0% | 0 | 0 |  | 0 | 0 | 0 | 0 | 0 | 0 | 0 | 0 | 0 | 0 | 0 | 0 |  |  | 0 | 0 | 0 | 0%
571 | -11: 0; -16: 0%; -17: 0; -18: 0; 0 -27: 0; 0 -30: 0% | 0 | 0 |  | 0 | 0 | 0 | 0 | 0 | 0 | 0 | 0 | 0 | 0 | 0 | 0 |  |  | 0 | 0 | 0 | 0%
572 | -11: 0; -16: 0%; -17: 0; -18: 0; 0 -27: 0; 0 -30: 0% | 0 | 0 |  | 0 | 0 | 0 | 0 | 0 | 0 | 0 | 0 | 0 | 0 | 0 | 0 |  |  | 0 | 0 | 0 | 0%
573 | -11: 0; -16: 0%; -17: 0; -18: 0; 0 -27: 0; 0 -30: 0% | 0 | 0 |  | 0 | 0 | 0 | 0 | 0 | 0 | 0 | 0 | 0 | 0 | 0 | 0 |  |  | 0 | 0 | 0 | 0%
574 | -11: 0; -16: 0%; -17: 0; -18: 0; 0 -27: 0; 0 -30: 0% | 0 | 0 |  | 0 | 0 | 0 | 0 | 0 | 0 | 0 | 0 | 0 | 0 | 0 | 0 |  |  | 0 | 0 | 0 | 0%
575 | -11: 0; -16: 0%; -17: 0; -18: 0; 0 -27: 0; 0 -30: 0% | 0 | 0 |  | 0 | 0 | 0 | 0 | 0 | 0 | 0 | 0 | 0 | 0 | 0 | 0 |  |  | 0 | 0 | 0 | 0%
576 | -11: 0; -16: 0%; -17: 0; -18: 0; 0 -27: 0; 0 -30: 0% | 0 | 0 |  | 0 | 0 | 0 | 0 | 0 | 0 | 0 | 0 | 0 | 0 | 0 | 0 |  |  | 0 | 0 | 0 | 0%
577 | -11: 0; -16: 0%; -17: 0; -18: 0; 0 -27: 0; 0 -30: 0% | 0 | 0 |  | 0 | 0 | 0 | 0 | 0 | 0 | 0 | 0 | 0 | 0 | 0 | 0 |  |  | 0 | 0 | 0 | 0%
578 | -11: 0; -16: 0%; -17: 0; -18: 0; 0 -27: 0; 0 -30: 0% | 0 | 0 |  | 0 | 0 | 0 | 0 | 0 | 0 | 0 | 0 | 0 | 0 | 0 | 0 |  |  | 0 | 0 | 0 | 0%
579 | -11: 0; -16: 0%; -17: 0; -18: 0; 0 -27: 0; 0 -30: 0% | 0 | 0 |  | 0 | 0 | 0 | 0 | 0 | 0 | 0 | 0 | 0 | 0 | 0 | 0 |  |  | 0 | 0 | 0 | 0%
580 | -11: 0; -16: 0%; -17: 0; -18: 0; 0 -27: 0; 0 -30: 0% | 0 | 0 |  | 0 | 0 | 0 | 0 | 0 | 0 | 0 | 0 | 0 | 0 | 0 | 0 |  |  | 0 | 0 | 0 | 0%
581 | -11: 0; -16: 0; -17: 0; -18: 0; 0 -27: 0; 0 -30: 0 | 0 | 0 |  | 0 | 0 | 0 | 0 | 0 | 0 | 0 | 0 | 0 | 0 | 0 | 0 |  |  | 0 | 0 | 0 | 0
582 | -11: 0; -16: 0; -17: 0; -18: 0; 0 -27: 0; 0 -30: 0% | 0% | 0% |  | 0% | 0% | 0 | 0 | 0 | 0 | 0 | 0 | 0 | 0 | 0 | 0 |  |  | 0 | 0 | 0 | 0
583 | -11: 0; -16: 0; -17: 0; -18: 0; 0 -27: 0; 0 -30: 0% | 0% | 0% |  | 0% | 0% | 0 | 0 | 0 | 0 | 0 | 0 | 0 | 0 | 0 | 0 |  |  | 0 | 0 | 0 | 0
584 | -11: 0; -16: 0; -17: 0; -18: 0; 0 -27: 0; 0 -30: 0 | 0 | 0 |  | 0 | 0 | 0 | 0 | 0 | 0 | 0 | 0 | 0 | 0 | 0 | 0 |  |  | 0 | 0 | 0 | 0
585
Note on AI16: jarichter: this flag is triggered if the user chooses LTC7 and doesn’t apply that to a LTL16 reach in freezer or cooling.
Note on AJ16: jarichter: This column is used to trigger the conditional formatting in the column to the right.
Note on AK16: jarichter: This column is used to trigger the conditional formatting in the column to the right.

## Alt Fixtures Instructions
Pepco Commercial & Industrial Energy Savings Program
Small Business: Alternative Fixtures and Controls Workbook Instructions |  | Version 1.1 5-15-2012
Alternative Lighting Fixtures Table -- Use Alternative Fixtures worksheet for any non-prescriptive measures
Incentives for Alternative fixtures are limited to projects with simple payback periods of .5 years or greater when the total installed fixture cost is reduced by the incentive. The incentive amount is also limited to 80% of the total installation costs.
1A | Provide identifying information requested on the top left of the screen. (Program Office will insert Project Number.)
2A | Enter the average cost of electricity at your facility, in cents/kWh in the designated area below and to the right of the Identifying Information. If the building's space heating equipment uses Fuel Oil, then enter the average cost per gallon in the designated area. If the heating fuel is Natural Gas, enter the average cost per therm in the designated area.
Enter data on lighting installations proposed in the table, beginning with Line Item 1.
Space Description and Lighting Equipment Operation
3A | In Columns (1) and (2), provide specific information to identify where the fixture or sensor is located. (When applying for preliminary pre-approval only, it is acceptable to omit information in these columns and to simply list fixture data.)
4A | In Column (3) use the drop down menu to select Building Type.
5A | In Columns (4) and (5) use the drop down menus to identify whether the space is Interior or Exterior, and whether it is air conditioned. (Note that the Coincidence Factor2, which is a function of Building Type and Interior/Exterior location, will appear in Column (16).)
6A | In Column (6) use the drop down menu to select the primary source of heat for the space. Select the type that provides the most heat on an annual basis if there is more than one type of heat source.
7A | In Columns (7) through (9) provide information regarding lighting hours and operations. Further guidance is provided when the user clicks on the cell. Calculated results will appear in Column (10).
8A | Columns (11) through (15) provide the percentage distribution of hours across the four time periods--Summer Peak (SP), Summer Off Peak(SOP), Non Summer Peak (NSP), Non Summer Off Peak (NSOP). These are based on location and hours of lighting operations. On rare occasions these default percentages may not apply to a building, e.g., schools. In that instance, the user may override the default percentages with actual experience. The four percentages must add to exactly 100%.
Existing (Pre-Retrofit) Equipment
9A | In Column (17) and (18) use the drop down menus to identify the existing lighting fixture(s). (Note that the equipment description will appear in Column (19), and the Watts per fixture will appear in Column (22).3)
10A | In Column (20) provide the number of identical fixtures that are presently installed. The estimated late summer afternoon peak power demand (kW) and annual electricity use by the existing fixtures in the space (kWh) will automatically appear in Columns (23) and (23).
11A | Column (21) assumes an Energy Saving Factor (ESF) of "0.0%," which signifies that the fixtures ARE NOT currently controlled by an occupancy sensor or dimming control. If either type of control DOES currently affect the operation of the existing fixture(s), enter the estimated percentage by which the annual electricity use by the controlled fixtures is reduced. An explanation must be provided in the comment box to the right of the table if a reduction of more than 30% is claimed. (Note if a control is present (ESF > 0.0%), the kWh/yr value in Column (23) is reduced.)
Replacement (Post-Retrofit) Equipment
12A | Use the drop down menu to enter lighting type in Column (28) then type a description of the light in Column (29) to identify the new energy efficient fixture.
13A | In Column (30) enter the effective life expectancy (expressed in hours) of the new fixture.4
14A | The same number of fixtures as were previously entered into Column (20) will automatically appear in Column (32). Update the number if necessary. The estimated late summer afternoon peak power demand (kW) and annual electricity use by the replacement fixtures (kWh) will automatically appear in Columns (38) and (39), and the kW and annual kWh savings will appear in Columns (40) and (41). Columns (42) and (43) show the increase in fuel oil or natural gas usage (negative savings) if either of these fuels were identified in Column (6).
15A | If occupancy sensors or daylight dimming controls already exist, do not enter data in Columns (33) or (34), otherwise use the drop down menu to identify the Control Measure Code in Column (33) and number of these control units in Column (34). If there are existing controls, Column (35) will display the same ESF percentage as is displayed in Column (21). If a new control is added, Column (33), in which case a default ESF value of 30%. If a different percentage is appropriate, overwrite the 30% (justify in the Comments column at the right-hand end of the table if the number entered is greater than 30%.5) Note that the savings and incentives for controls appear at the top of the sheet, and not on the row where the control Measure Codes and other data are entered. (This is done to differentiate fixture savings from control savings.) The total savings and incentives (i.e., fixture plus controls) appear on the row above Line Item 1. The average Watts controlled per control unit will appear in Column (36). The cell turns red if the required Watts are not being controlled.
16A | In Column (37) enter the Watts of the new fixture.
17A | Enter the material and installation costs in Columns (46) and (47). (Do not include the costs for any Lighting Controls applied, if any.) Additional guidance concerning cost reporting is provided in the box below.
18A | Enter, where indicated in Column (47), the amount of unallocated installation costs.
Cut sheets for all of the Replacement Fixtures and Controls must be submitted to the Program Office with this workbook. If the new fixtures contain LED lamps, also send evidence of successful completion of LM-79 and LM-80 test procedures, Energy Star and/or Design Lights Consortium certifications, and a 5-year warranty statement. In the case of linear LED lamps, we also request a statement from the customer that a test/sample installation has been made and the light distribution was determined to be satisfactory.
1. | Alternative Fixture incentives are subject to an 80% Cost Cap and a simple payback test of 6 months. As such, incentives may be reduced.
2. | The Coincidence Factor is the estimated average ratio of: (A) power (kW) drawn by the fixtures in the identified space of the identified Building Type, during the hour from 4:00 PM to 5 PM on the hottest weekday summer afternoon, to (B) the maximum power (kW) drawn by these fixtures.
3. | If necessary, refer to "Existing Equipment List" to find the description that matches the existing lighting units. Overwrite the description or Fixture Watts value that automatically appears when necessary, but when this is done, highlight the overwritten entries in Bright Yellow.
4. | Effective life of a fixture is typically defined as the time at which 50% have failed or have dimmed to a predetermined point that has been defined as end-of-useful life.
5. | The following procedure can be used when using Step-Ballasts and Occupancy Controls (which produce only a partial load reduction) are selected:
Step 1: Multiply the full input Watts fixture load by the projected annual fixture operating hours. (Example: 85W x 8760 hours = 744,600 kWh.)
Step 2: Estimate the percentage of time the Occupancy Sensor will be controlling the fixture. (Example: 30% of the time the space will be unoccupied by people.)
Step 3: Multiply percentage of time unoccupied (Step 2) by the annual fixture operating hours (Step 1). (Example: 30% x 8760 hours = 2628 unoccupied hours.)
Step 4: Multiply the "Step-Down" (partial-load Watts) for the fixture by the unoccupied hours (Step 3). (Example: 55W x 2628 hours = 144,540 kWh.)
Step 5: Divide the projected ‘no occupancy’ annual kWh (Step 4) by the full-output fixture annual kWh (Step 1). (Example: 144,540 hours / 744,600 hours = 19%.)
Step 6: Input 19% into the Control Device ESF (%) cell.
Additional Cost Reporting Guidance:
Interior and Building Attached Fixtures:
· M&L for New Fixture or Retrofit components including lamps, ballasts, mounting and electrical hardware at fixture location.
· Labor to remove existing fixture and install new fixture at same or other location within project area. Labor to retrofit existing fixture at present location.
· Expense for required temporary scaffolding or mechanical lift associated with the existing fixture replacement or retrofit at the existing and/or new
fixture location.
Exterior Non-Building Attached Fixtures:
Replacing or Retrofitting Existing Stand Alone Pole Lighting:
‘Installed Cost’ should include pricing for –
· M&L for New fixture head or retrofit components including lamps, ballasts, mounting and electrical hardware at fixture location. Mounting hardware may
include special brackets required to mount new fixture head to existing pole.
· Labor to remove existing fixture head and install new fixture head at same location.
· Labor to retrofit existing fixture head at present location.
Replacing or Retrofitting Existing Bollards, Walkway and Building Façade Lighting:
‘Installed Cost’ should include pricing for –
· M&L for New fixture or retrofit components including lamps, ballasts, mounting and electrical hardware at fixture location. Mounting hardware may
include special brackets required to mount new fixture to existing and/or new fixture location.
· Labor to remove existing fixture and install new fixture at same location.
· Labor to retrofit existing fixture at present location.
· New fixture foundation, trenching and related expense to bring new wire to fixture location shall not be included.

## Alternative Fixtures
Pepco Commercial & Industrial Energy Savings Program |  |  |  | Version 1.1 5-15-2012 | [38 empty] | hidden | hidden | hidden | hidden
Small Business Alternative Lighting Fixtures and Controls Table -- for Installations between August 1, 2011 and July 31, 2012 | [30 empty] | THIS AREA CONTAINS LIGHTING CONTROLS SUMMARY DATA
[33 empty] | Fixtures |  |  |  | MC | Minimum Control |  | Control Units | Average Fixtures/ Control |  | Total Watts Controlled |  | Control Flag: Watts | Control Flag: Fixture | Avg. Watts Controlled/ Control Unit |  | kW Saved | kWh Saved |  |  | Fuel Oil Saved | Natural Gas Saved | Potential Incentive
Customer Name: | [32 empty] | 0 |  |  |  | LTC1 | 60 Watts | 60 | 0 | 0 |  | 0 |  | 0 |  | 0 |  | 0 | 0 |  |  | 0 | 0 | 0
Facility Name: | [32 empty] | 0 |  |  |  | LTC2 | 40 Watts | 40 | 0 | 0 |  | 0 |  | 0 |  | 0 |  | 0 | 0 |  |  | 0 | 0 | 0
Facility Address: | [32 empty] | 0 |  |  |  | LTC3 | 120 Watts | 120 | 0 | 0 |  | 0 |  | 0 |  | 0 |  | 0 | 0 |  |  | 0 | 0 | 0
Project Number: | [32 empty] | 0 |  |  |  | LTC4 | 175 Watts | 175 | 0 | 0 |  | 0 |  | 0 |  | 0 |  | 0 | 0 |  |  | 0 | 0 | 0
Business Operating Hrs: | [32 empty] | 0 |  |  |  | LTC5 | 175 Watts, 4 fixtures | 175 | 0 | 0 |  | 0 |  | 0 | 0 | 0 |  | 0 | 0 |  |  | 0 | 0 | 0
Please enter your average cost of electricity => |  |  | 14 | Cents/kWh | [28 empty] | 0 |  |  |  | LTC6 | 175 Watts, 4 fixtures | 175 | 0 | 0 |  | 0 |  | 0 | 0 | 0 |  | 0 | 0 |  |  | 0 | 0 | 0
Please enter your average cost of Other Energy, if used => |  |  |  | $/million Btus | #VALUE! | #VALUE! | [26 empty] | 0 |  |  |  | Existing |  |  | 0 | [8 empty] | 0 | 0 |  |  | 0 | 0
Please enter your average cost of Natural Gas, if used => |  |  |  | $/therm | #VALUE! | #VALUE! | [24 empty] | Totals: |  | 0 | [6 empty] | 0 | [6 empty] | 0 |  | 0 | 0 |  |  | 0 | 0 | 0
Column | -1 | -2 | -3 | -4 | -5 | -6 | -7 | -8 | -9 | -10 | -11 | -12 | -13 | -14 | -15 | hidden | hidden | hidden | -16 | -17 | -18 | -19 | -20 | -21 | -22 | -23 | -24 | -25 | -26 | -27 | -28 | (20) | -29 |  |  |  | -30 | -31 | -32 | -33 | -34 | -35 | hidden | hidden | hidden | hidden | -36 | -37 | -38 | -39 | hidden | hidden | -40 | -41 | -42 | -43 | -44 | -45 | -46 | -47 | -48 | -49 | -50
| -1: Space Description and Lighting Operation; #VALUE! -15: 1 |  |  |  |  | Existing (Pre-Retrofit) Equipment | [9 empty] | Replacement (Post-Retrofit) Equipment | [22 empty] | Savings
Line Item | Floor | Room/Area Description | Building Type | Space Interior/ Exterior? | Air Condi- tioned? (Y/N) | Primary Heating Type for Space? | Lighting hrs/day | Lighting days/wk | Weekdays Per Year Lights are OFF | Lighting Hours Per Year | Percent SP (Summer Peak) | Percent SOP (Summer Off Peak) | Percent NSP (Non Summer Peak) | Percent NSOP (Non Summer Off Peak) | Total Percent | IF_Energy | Space Identifier for kWh Lookup (step 1) | Space Identifier for kWh Lookup | CF (Demand) | Lighting Type | Fixture Code | Equipment Description | Number of Fixtures | Existing Control Device ESF (%) | Watts per Fixture | kW per Space | Annual KWh per Space | Annual Fuel Oil Use per Space (gallons) | Annual Natural Gas Use per Space (therms) | Measure Code | Lighting Type | possible fixture code for future use | Description | Lamp Manufacturer & Model | Ballast Manufacturer & Model | Ballast and Lamp(s) CEE Listed? (Y/N) | Life Expectancy (Hours) | EUL (Years) | Number of Fixtures | Control Measure Code | Number of Control Units | Control Device ESF (%) | Total Watts Controlled | Existing Control Flag | Control Flag Watts | Control Flag Fixtures | Watts Controlled/ Control Unit | Watts per Fixture | kW per Space | Annual KWh per Space | Annual Fuel Oil Use per Space (gallons) | Annual Natural Gas Use per Space (therms) | Peak kW Savings | Annual kWh Savings | Annual Fuel Oil Use per Space (gallons) | Annual Natural Gas Use per Space (therms) | Per-kWh Incentive Amount | Total Incentive Amount (Tentative) | Materials Cost (Exclude costs associated with Controls) | Installation Costs (Exclude costs associated with Controls) | Total Costs | Wattage Reduction | Notes:
TOTALS | [22 empty] | 0 |  |  | 0 | 0 | 0 | 0 | [5 empty] | Totals: |  |  | 0 | 0 |  | 0 |  | 0 | 0 |  |  |  |  | 0 | 0 | 0 | 0 | 0 | 0 | 0 | 0 |  | 0 | 0 | 0 | 0 | bar: -1 to #VALUE! -15
| #VALUE! -11: #DIV/0!; #VALUE! -12: #DIV/0!; #VALUE! -13: #DIV/0!; #VALUE! -14: #DIV/0!; #VALUE! -15: 0% | [41 empty] | Non - Allocated Installation Costs-->
1 | [15 empty] | 0 | [7 empty] | 0% | 0 | 0 | 0 | 0 | 0 | CLT | [8 empty] | 0 |  |  | 0% | 0 | 0 | 0 | 0 | 0 |  | 0 | 0 | 0 | 0 | 0 | 0 | 0 | 0 | 0.3 | 0 |  |  | 0 | 0%
2 | [15 empty] | 0 | [7 empty] | 0% | 0 | 0 | 0 | 0 | 0 | CLT | [8 empty] | 0 |  |  | 0% | 0 | 0 | 0 | 0 | 0 |  | 0 | 0 | 0 | 0 | 0 | 0 | 0 | 0 | 0.3 | 0 |  |  | 0 | 0%
3 | [15 empty] | 0 | [7 empty] | 0% | 0 | 0 | 0 | 0 | 0 | CLT | [8 empty] | 0 |  |  | 0% | 0 | 0 | 0 | 0 | 0 |  | 0 | 0 | 0 | 0 | 0 | 0 | 0 | 0 | 0.3 | 0 |  |  | 0 | 0%
4 | [15 empty] | 0 | [7 empty] | 0% | 0 | 0 | 0 | 0 | 0 | CLT | [8 empty] | 0 |  |  | 0% | 0 | 0 | 0 | 0 | 0 |  | 0 | 0 | 0 | 0 | 0 | 0 | 0 | 0 | 0.3 | 0 |  |  | 0 | 0%
5 | [15 empty] | 0 | [7 empty] | 0% | 0 | 0 | 0 | 0 | 0 | CLT | [8 empty] | 0 |  |  | 0% | 0 | 0 | 0 | 0 | 0 |  | 0 | 0 | 0 | 0 | 0 | 0 | 0 | 0 | 0.3 | 0 |  |  | 0 | 0%
6 | [15 empty] | 0 | [7 empty] | 0% | 0 | 0 | 0 | 0 | 0 | CLT | [8 empty] | 0 |  |  | 0% | 0 | 0 | 0 | 0 | 0 |  | 0 | 0 | 0 | 0 | 0 | 0 | 0 | 0 | 0.3 | 0 |  |  | 0 | 0%
7 | [15 empty] | 0 | [7 empty] | 0% | 0 | 0 | 0 | 0 | 0 | CLT | [8 empty] | 0 |  |  | 0% | 0 | 0 | 0 | 0 | 0 |  | 0 | 0 | 0 | 0 | 0 | 0 | 0 | 0 | 0.3 | 0 |  |  | 0 | 0%
8 | [15 empty] | 0 | [7 empty] | 0% | 0 | 0 | 0 | 0 | 0 | CLT | [8 empty] | 0 |  |  | 0% | 0 | 0 | 0 | 0 | 0 |  | 0 | 0 | 0 | 0 | 0 | 0 | 0 | 0 | 0.3 | 0 |  |  | 0 | 0%
9 | [15 empty] | 0 | [7 empty] | 0% | 0 | 0 | 0 | 0 | 0 | CLT | [8 empty] | 0 |  |  | 0% | 0 | 0 | 0 | 0 | 0 |  | 0 | 0 | 0 | 0 | 0 | 0 | 0 | 0 | 0.3 | 0 |  |  | 0 | 0%
10 | [15 empty] | 0 | [7 empty] | 0% | 0 | 0 | 0 | 0 | 0 | CLT | [8 empty] | 0 |  |  | 0% | 0 | 0 | 0 | 0 | 0 |  | 0 | 0 | 0 | 0 | 0 | 0 | 0 | 0 | 0.3 | 0 |  |  | 0 | 0%
11 | [15 empty] | 0 | [7 empty] | 0% | 0 | 0 | 0 | 0 | 0 | CLT | [8 empty] | 0 |  |  | 0% | 0 | 0 | 0 | 0 | 0 |  | 0 | 0 | 0 | 0 | 0 | 0 | 0 | 0 | 0.3 | 0 |  |  | 0 | 0%
12 | [15 empty] | 0 | [7 empty] | 0% | 0 | 0 | 0 | 0 | 0 | CLT | [8 empty] | 0 |  |  | 0% | 0 | 0 | 0 | 0 | 0 |  | 0 | 0 | 0 | 0 | 0 | 0 | 0 | 0 | 0.3 | 0 |  |  | 0 | 0%
13 | [15 empty] | 0 | [7 empty] | 0% | 0 | 0 | 0 | 0 | 0 | CLT | [8 empty] | 0 |  |  | 0% | 0 | 0 | 0 | 0 | 0 |  | 0 | 0 | 0 | 0 | 0 | 0 | 0 | 0 | 0.3 | 0 |  |  | 0 | 0%
14 | [15 empty] | 0 | [7 empty] | 0% | 0 | 0 | 0 | 0 | 0 | CLT | [8 empty] | 0 |  |  | 0% | 0 | 0 | 0 | 0 | 0 |  | 0 | 0 | 0 | 0 | 0 | 0 | 0 | 0 | 0.3 | 0 |  |  | 0 | 0%
15 | [15 empty] | 0 | [7 empty] | 0% | 0 | 0 | 0 | 0 | 0 | CLT | [8 empty] | 0 |  |  | 0% | 0 | 0 | 0 | 0 | 0 |  | 0 | 0 | 0 | 0 | 0 | 0 | 0 | 0 | 0.3 | 0 |  |  | 0 | 0%
16 | [15 empty] | 0 | [7 empty] | 0% | 0 | 0 | 0 | 0 | 0 | CLT | [8 empty] | 0 |  |  | 0% | 0 | 0 | 0 | 0 | 0 |  | 0 | 0 | 0 | 0 | 0 | 0 | 0 | 0 | 0.3 | 0 |  |  | 0 | 0%
17 | [15 empty] | 0 | [7 empty] | 0% | 0 | 0 | 0 | 0 | 0 | CLT | [8 empty] | 0 |  |  | 0% | 0 | 0 | 0 | 0 | 0 |  | 0 | 0 | 0 | 0 | 0 | 0 | 0 | 0 | 0.3 | 0 |  |  | 0 | 0%
18 | [15 empty] | 0 | [7 empty] | 0% | 0 | 0 | 0 | 0 | 0 | CLT | [8 empty] | 0 |  |  | 0% | 0 | 0 | 0 | 0 | 0 |  | 0 | 0 | 0 | 0 | 0 | 0 | 0 | 0 | 0.3 | 0 |  |  | 0 | 0%
19 | [15 empty] | 0 | [7 empty] | 0% | 0 | 0 | 0 | 0 | 0 | CLT | [8 empty] | 0 |  |  | 0% | 0 | 0 | 0 | 0 | 0 |  | 0 | 0 | 0 | 0 | 0 | 0 | 0 | 0 | 0.3 | 0 |  |  | 0 | 0%
20 | [15 empty] | 0 | [7 empty] | 0% | 0 | 0 | 0 | 0 | 0 | CLT | [8 empty] | 0 |  |  | 0% | 0 | 0 | 0 | 0 | 0 |  | 0 | 0 | 0 | 0 | 0 | 0 | 0 | 0 | 0.3 | 0 |  |  | 0 | 0%
21 | [15 empty] | 0 | [7 empty] | 0% | 0 | 0 | 0 | 0 | 0 | CLT | [8 empty] | 0 |  |  | 0% | 0 | 0 | 0 | 0 | 0 |  | 0 | 0 | 0 | 0 | 0 | 0 | 0 | 0 | 0.3 | 0 |  |  | 0 | 0%
22 | [15 empty] | 0 | [7 empty] | 0% | 0 | 0 | 0 | 0 | 0 | CLT | [8 empty] | 0 |  |  | 0% | 0 | 0 | 0 | 0 | 0 |  | 0 | 0 | 0 | 0 | 0 | 0 | 0 | 0 | 0.3 | 0 |  |  | 0 | 0%
23 | [15 empty] | 0 | [7 empty] | 0% | 0 | 0 | 0 | 0 | 0 | CLT | [8 empty] | 0 |  |  | 0% | 0 | 0 | 0 | 0 | 0 |  | 0 | 0 | 0 | 0 | 0 | 0 | 0 | 0 | 0.3 | 0 |  |  | 0 | 0%
24 | [15 empty] | 0 | [7 empty] | 0% | 0 | 0 | 0 | 0 | 0 | CLT | [8 empty] | 0 |  |  | 0% | 0 | 0 | 0 | 0 | 0 |  | 0 | 0 | 0 | 0 | 0 | 0 | 0 | 0 | 0.3 | 0 |  |  | 0 | 0%
25 | [15 empty] | 0 | [7 empty] | 0% | 0 | 0 | 0 | 0 | 0 | CLT | [8 empty] | 0 |  |  | 0% | 0 | 0 | 0 | 0 | 0 |  | 0 | 0 | 0 | 0 | 0 | 0 | 0 | 0 | 0.3 | 0 |  |  | 0 | 0%
26 | [15 empty] | 0 | [7 empty] | 0% | 0 | 0 | 0 | 0 | 0 | CLT | [8 empty] | 0 |  |  | 0% | 0 | 0 | 0 | 0 | 0 |  | 0 | 0 | 0 | 0 | 0 | 0 | 0 | 0 | 0.3 | 0 |  |  | 0 | 0%
27 | [15 empty] | 0 | [7 empty] | 0% | 0 | 0 | 0 | 0 | 0 | CLT | [8 empty] | 0 |  |  | 0% | 0 | 0 | 0 | 0 | 0 |  | 0 | 0 | 0 | 0 | 0 | 0 | 0 | 0 | 0.3 | 0 |  |  | 0 | 0%
28 | [15 empty] | 0 | [7 empty] | 0% | 0 | 0 | 0 | 0 | 0 | CLT | [8 empty] | 0 |  |  | 0% | 0 | 0 | 0 | 0 | 0 |  | 0 | 0 | 0 | 0 | 0 | 0 | 0 | 0 | 0.3 | 0 |  |  | 0 | 0%
29 | [15 empty] | 0 | [7 empty] | 0% | 0 | 0 | 0 | 0 | 0 | CLT | [8 empty] | 0 |  |  | 0% | 0 | 0 | 0 | 0 | 0 |  | 0 | 0 | 0 | 0 | 0 | 0 | 0 | 0 | 0.3 | 0 |  |  | 0 | 0%
30 | [15 empty] | 0 | [7 empty] | 0% | 0 | 0 | 0 | 0 | 0 | CLT | [8 empty] | 0 |  |  | 0% | 0 | 0 | 0 | 0 | 0 |  | 0 | 0 | 0 | 0 | 0 | 0 | 0 | 0 | 0.3 | 0 |  |  | 0 | 0%
31 | [15 empty] | 0 | [7 empty] | 0% | 0 | 0 | 0 | 0 | 0 | CLT | [8 empty] | 0 |  |  | 0% | 0 | 0 | 0 | 0 | 0 |  | 0 | 0 | 0 | 0 | 0 | 0 | 0 | 0 | 0.3 | 0 |  |  | 0 | 0%
32 | [15 empty] | 0 | [7 empty] | 0% | 0 | 0 | 0 | 0 | 0 | CLT | [8 empty] | 0 |  |  | 0% | 0 | 0 | 0 | 0 | 0 |  | 0 | 0 | 0 | 0 | 0 | 0 | 0 | 0 | 0.3 | 0 |  |  | 0 | 0%
33 | [15 empty] | 0 | [7 empty] | 0% | 0 | 0 | 0 | 0 | 0 | CLT | [8 empty] | 0 |  |  | 0% | 0 | 0 | 0 | 0 | 0 |  | 0 | 0 | 0 | 0 | 0 | 0 | 0 | 0 | 0.3 | 0 |  |  | 0 | 0%
34 | [15 empty] | 0 | [7 empty] | 0% | 0 | 0 | 0 | 0 | 0 | CLT | [8 empty] | 0 |  |  | 0% | 0 | 0 | 0 | 0 | 0 |  | 0 | 0 | 0 | 0 | 0 | 0 | 0 | 0 | 0.3 | 0 |  |  | 0 | 0%
35 | [15 empty] | 0 | [7 empty] | 0% | 0 | 0 | 0 | 0 | 0 | CLT | [8 empty] | 0 |  |  | 0% | 0 | 0 | 0 | 0 | 0 |  | 0 | 0 | 0 | 0 | 0 | 0 | 0 | 0 | 0.3 | 0 |  |  | 0 | 0%
36 | [15 empty] | 0 | [7 empty] | 0% | 0 | 0 | 0 | 0 | 0 | CLT | [8 empty] | 0 |  |  | 0% | 0 | 0 | 0 | 0 | 0 |  | 0 | 0 | 0 | 0 | 0 | 0 | 0 | 0 | 0.3 | 0 |  |  | 0 | 0%
37 | [15 empty] | 0 | [7 empty] | 0% | 0 | 0 | 0 | 0 | 0 | CLT | [8 empty] | 0 |  |  | 0% | 0 | 0 | 0 | 0 | 0 |  | 0 | 0 | 0 | 0 | 0 | 0 | 0 | 0 | 0.3 | 0 |  |  | 0 | 0%
38 | [15 empty] | 0 | [7 empty] | 0% | 0 | 0 | 0 | 0 | 0 | CLT | [8 empty] | 0 |  |  | 0% | 0 | 0 | 0 | 0 | 0 |  | 0 | 0 | 0 | 0 | 0 | 0 | 0 | 0 | 0.3 | 0 |  |  | 0 | 0%
39 | [15 empty] | 0 | [7 empty] | 0% | 0 | 0 | 0 | 0 | 0 | CLT | [8 empty] | 0 |  |  | 0% | 0 | 0 | 0 | 0 | 0 |  | 0 | 0 | 0 | 0 | 0 | 0 | 0 | 0 | 0.3 | 0 |  |  | 0 | 0%
40 | [15 empty] | 0 | [7 empty] | 0% | 0 | 0 | 0 | 0 | 0 | CLT | [8 empty] | 0 |  |  | 0% | 0 | 0 | 0 | 0 | 0 |  | 0 | 0 | 0 | 0 | 0 | 0 | 0 | 0 | 0.3 | 0 |  |  | 0 | 0%
41 | [15 empty] | 0 | [7 empty] | 0% | 0 | 0 | 0 | 0 | 0 | CLT | [8 empty] | 0 |  |  | 0% | 0 | 0 | 0 | 0 | 0 |  | 0 | 0 | 0 | 0 | 0 | 0 | 0 | 0 | 0.3 | 0 |  |  | 0 | 0%
42 | [15 empty] | 0 | [7 empty] | 0% | 0 | 0 | 0 | 0 | 0 | CLT | [8 empty] | 0 |  |  | 0% | 0 | 0 | 0 | 0 | 0 |  | 0 | 0 | 0 | 0 | 0 | 0 | 0 | 0 | 0.3 | 0 |  |  | 0 | 0%
43 | [15 empty] | 0 | [7 empty] | 0% | 0 | 0 | 0 | 0 | 0 | CLT | [8 empty] | 0 |  |  | 0% | 0 | 0 | 0 | 0 | 0 |  | 0 | 0 | 0 | 0 | 0 | 0 | 0 | 0 | 0.3 | 0 |  |  | 0 | 0%
44 | [15 empty] | 0 | [7 empty] | 0% | 0 | 0 | 0 | 0 | 0 | CLT | [8 empty] | 0 |  |  | 0% | 0 | 0 | 0 | 0 | 0 |  | 0 | 0 | 0 | 0 | 0 | 0 | 0 | 0 | 0.3 | 0 |  |  | 0 | 0%
45 | [15 empty] | 0 | [7 empty] | 0% | 0 | 0 | 0 | 0 | 0 | CLT | [8 empty] | 0 |  |  | 0% | 0 | 0 | 0 | 0 | 0 |  | 0 | 0 | 0 | 0 | 0 | 0 | 0 | 0 | 0.3 | 0 |  |  | 0 | 0%
46 | [15 empty] | 0 | [7 empty] | 0% | 0 | 0 | 0 | 0 | 0 | CLT | [8 empty] | 0 |  |  | 0% | 0 | 0 | 0 | 0 | 0 |  | 0 | 0 | 0 | 0 | 0 | 0 | 0 | 0 | 0.3 | 0 |  |  | 0 | 0%
47 | [15 empty] | 0 | [7 empty] | 0% | 0 | 0 | 0 | 0 | 0 | CLT | [8 empty] | 0 |  |  | 0% | 0 | 0 | 0 | 0 | 0 |  | 0 | 0 | 0 | 0 | 0 | 0 | 0 | 0 | 0.3 | 0 |  |  | 0 | 0%
48 | [15 empty] | 0 | [7 empty] | 0% | 0 | 0 | 0 | 0 | 0 | CLT | [8 empty] | 0 |  |  | 0% | 0 | 0 | 0 | 0 | 0 |  | 0 | 0 | 0 | 0 | 0 | 0 | 0 | 0 | 0.3 | 0 |  |  | 0 | 0%
49 | [15 empty] | 0 | [7 empty] | 0% | 0 | 0 | 0 | 0 | 0 | CLT | [8 empty] | 0 |  |  | 0% | 0 | 0 | 0 | 0 | 0 |  | 0 | 0 | 0 | 0 | 0 | 0 | 0 | 0 | 0.3 | 0 |  |  | 0 | 0%
50 | [15 empty] | 0 | [7 empty] | 0% | 0 | 0 | 0 | 0 | 0 | CLT | [8 empty] | 0 |  |  | 0% | 0 | 0 | 0 | 0 | 0 |  | 0 | 0 | 0 | 0 | 0 | 0 | 0 | 0 | 0.3 | 0 |  |  | 0 | 0%
51 | [15 empty] | 0 | [7 empty] | 0% | 0 | 0 | 0 | 0 | 0 | CLT | [8 empty] | 0 |  |  | 0% | 0 | 0 | 0 | 0 | 0 |  | 0 | 0 | 0 | 0 | 0 | 0 | 0 | 0 | 0.3 | 0 |  |  | 0 | 0%
52 | [15 empty] | 0 | [7 empty] | 0% | 0 | 0 | 0 | 0 | 0 | CLT | [8 empty] | 0 |  |  | 0% | 0 | 0 | 0 | 0 | 0 |  | 0 | 0 | 0 | 0 | 0 | 0 | 0 | 0 | 0.3 | 0 |  |  | 0 | 0%
53 | [15 empty] | 0 | [7 empty] | 0% | 0 | 0 | 0 | 0 | 0 | CLT | [8 empty] | 0 |  |  | 0% | 0 | 0 | 0 | 0 | 0 |  | 0 | 0 | 0 | 0 | 0 | 0 | 0 | 0 | 0.3 | 0 |  |  | 0 | 0%
54 | [15 empty] | 0 | [7 empty] | 0% | 0 | 0 | 0 | 0 | 0 | CLT | [8 empty] | 0 |  |  | 0% | 0 | 0 | 0 | 0 | 0 |  | 0 | 0 | 0 | 0 | 0 | 0 | 0 | 0 | 0.3 | 0 |  |  | 0 | 0%
55 | [15 empty] | 0 | [7 empty] | 0% | 0 | 0 | 0 | 0 | 0 | CLT | [8 empty] | 0 |  |  | 0% | 0 | 0 | 0 | 0 | 0 |  | 0 | 0 | 0 | 0 | 0 | 0 | 0 | 0 | 0.3 | 0 |  |  | 0 | 0%
56 | [15 empty] | 0 | [7 empty] | 0% | 0 | 0 | 0 | 0 | 0 | CLT | [8 empty] | 0 |  |  | 0% | 0 | 0 | 0 | 0 | 0 |  | 0 | 0 | 0 | 0 | 0 | 0 | 0 | 0 | 0.3 | 0 |  |  | 0 | 0%
57 | [15 empty] | 0 | [7 empty] | 0% | 0 | 0 | 0 | 0 | 0 | CLT | [8 empty] | 0 |  |  | 0% | 0 | 0 | 0 | 0 | 0 |  | 0 | 0 | 0 | 0 | 0 | 0 | 0 | 0 | 0.3 | 0 |  |  | 0 | 0%
58 | [15 empty] | 0 | [7 empty] | 0% | 0 | 0 | 0 | 0 | 0 | CLT | [8 empty] | 0 |  |  | 0% | 0 | 0 | 0 | 0 | 0 |  | 0 | 0 | 0 | 0 | 0 | 0 | 0 | 0 | 0.3 | 0 |  |  | 0 | 0%
59 | [15 empty] | 0 | [7 empty] | 0% | 0 | 0 | 0 | 0 | 0 | CLT | [8 empty] | 0 |  |  | 0% | 0 | 0 | 0 | 0 | 0 |  | 0 | 0 | 0 | 0 | 0 | 0 | 0 | 0 | 0.3 | 0 |  |  | 0 | 0%
60 | [15 empty] | 0 | [7 empty] | 0% | 0 | 0 | 0 | 0 | 0 | CLT | [8 empty] | 0 |  |  | 0% | 0 | 0 | 0 | 0 | 0 |  | 0 | 0 | 0 | 0 | 0 | 0 | 0 | 0 | 0.3 | 0 |  |  | 0 | 0%
61 | [15 empty] | 0 | [7 empty] | 0% | 0 | 0 | 0 | 0 | 0 | CLT | [8 empty] | 0 |  |  | 0% | 0 | 0 | 0 | 0 | 0 |  | 0 | 0 | 0 | 0 | 0 | 0 | 0 | 0 | 0.3 | 0 |  |  | 0 | 0%
62 | [15 empty] | 0 | [7 empty] | 0% | 0 | 0 | 0 | 0 | 0 | CLT | [8 empty] | 0 |  |  | 0% | 0 | 0 | 0 | 0 | 0 |  | 0 | 0 | 0 | 0 | 0 | 0 | 0 | 0 | 0.3 | 0 |  |  | 0 | 0%
63 | [15 empty] | 0 | [7 empty] | 0% | 0 | 0 | 0 | 0 | 0 | CLT | [8 empty] | 0 |  |  | 0% | 0 | 0 | 0 | 0 | 0 |  | 0 | 0 | 0 | 0 | 0 | 0 | 0 | 0 | 0.3 | 0 |  |  | 0 | 0%
64 | [15 empty] | 0 | [7 empty] | 0% | 0 | 0 | 0 | 0 | 0 | CLT | [8 empty] | 0 |  |  | 0% | 0 | 0 | 0 | 0 | 0 |  | 0 | 0 | 0 | 0 | 0 | 0 | 0 | 0 | 0.3 | 0 |  |  | 0 | 0%
65 | [15 empty] | 0 | [7 empty] | 0% | 0 | 0 | 0 | 0 | 0 | CLT | [8 empty] | 0 |  |  | 0% | 0 | 0 | 0 | 0 | 0 |  | 0 | 0 | 0 | 0 | 0 | 0 | 0 | 0 | 0.3 | 0 |  |  | 0 | 0%
66 | [15 empty] | 0 | [7 empty] | 0% | 0 | 0 | 0 | 0 | 0 | CLT | [8 empty] | 0 |  |  | 0% | 0 | 0 | 0 | 0 | 0 |  | 0 | 0 | 0 | 0 | 0 | 0 | 0 | 0 | 0.3 | 0 |  |  | 0 | 0%
67 | [15 empty] | 0 | [7 empty] | 0% | 0 | 0 | 0 | 0 | 0 | CLT | [8 empty] | 0 |  |  | 0% | 0 | 0 | 0 | 0 | 0 |  | 0 | 0 | 0 | 0 | 0 | 0 | 0 | 0 | 0.3 | 0 |  |  | 0 | 0%
68 | [15 empty] | 0 | [7 empty] | 0% | 0 | 0 | 0 | 0 | 0 | CLT | [8 empty] | 0 |  |  | 0% | 0 | 0 | 0 | 0 | 0 |  | 0 | 0 | 0 | 0 | 0 | 0 | 0 | 0 | 0.3 | 0 |  |  | 0 | 0%
69 | [15 empty] | 0 | [7 empty] | 0% | 0 | 0 | 0 | 0 | 0 | CLT | [8 empty] | 0 |  |  | 0% | 0 | 0 | 0 | 0 | 0 |  | 0 | 0 | 0 | 0 | 0 | 0 | 0 | 0 | 0.3 | 0 |  |  | 0 | 0%
70 | [15 empty] | 0 | [7 empty] | 0% | 0 | 0 | 0 | 0 | 0 | CLT | [8 empty] | 0 |  |  | 0% | 0 | 0 | 0 | 0 | 0 |  | 0 | 0 | 0 | 0 | 0 | 0 | 0 | 0 | 0.3 | 0 |  |  | 0 | 0%
71 | [15 empty] | 0 | [7 empty] | 0% | 0 | 0 | 0 | 0 | 0 | CLT | [8 empty] | 0 |  |  | 0% | 0 | 0 | 0 | 0 | 0 |  | 0 | 0 | 0 | 0 | 0 | 0 | 0 | 0 | 0.3 | 0 |  |  | 0 | 0%
72 | [15 empty] | 0 | [7 empty] | 0% | 0 | 0 | 0 | 0 | 0 | CLT | [8 empty] | 0 |  |  | 0% | 0 | 0 | 0 | 0 | 0 |  | 0 | 0 | 0 | 0 | 0 | 0 | 0 | 0 | 0.3 | 0 |  |  | 0 | 0%
73 | [15 empty] | 0 | [7 empty] | 0% | 0 | 0 | 0 | 0 | 0 | CLT | [8 empty] | 0 |  |  | 0% | 0 | 0 | 0 | 0 | 0 |  | 0 | 0 | 0 | 0 | 0 | 0 | 0 | 0 | 0.3 | 0 |  |  | 0 | 0%
74 | [15 empty] | 0 | [7 empty] | 0% | 0 | 0 | 0 | 0 | 0 | CLT | [8 empty] | 0 |  |  | 0% | 0 | 0 | 0 | 0 | 0 |  | 0 | 0 | 0 | 0 | 0 | 0 | 0 | 0 | 0.3 | 0 |  |  | 0 | 0%
75 | [15 empty] | 0 | [7 empty] | 0% | 0 | 0 | 0 | 0 | 0 | CLT | [8 empty] | 0 |  |  | 0% | 0 | 0 | 0 | 0 | 0 |  | 0 | 0 | 0 | 0 | 0 | 0 | 0 | 0 | 0.3 | 0 |  |  | 0 | 0%
76 | [15 empty] | 0 | [7 empty] | 0% | 0 | 0 | 0 | 0 | 0 | CLT | [8 empty] | 0 |  |  | 0% | 0 | 0 | 0 | 0 | 0 |  | 0 | 0 | 0 | 0 | 0 | 0 | 0 | 0 | 0.3 | 0 |  |  | 0 | 0%
77 | [15 empty] | 0 | [7 empty] | 0% | 0 | 0 | 0 | 0 | 0 | CLT | [8 empty] | 0 |  |  | 0% | 0 | 0 | 0 | 0 | 0 |  | 0 | 0 | 0 | 0 | 0 | 0 | 0 | 0 | 0.3 | 0 |  |  | 0 | 0%
78 | [15 empty] | 0 | [7 empty] | 0% | 0 | 0 | 0 | 0 | 0 | CLT | [8 empty] | 0 |  |  | 0% | 0 | 0 | 0 | 0 | 0 |  | 0 | 0 | 0 | 0 | 0 | 0 | 0 | 0 | 0.3 | 0 |  |  | 0 | 0%
79 | [15 empty] | 0 | [7 empty] | 0% | 0 | 0 | 0 | 0 | 0 | CLT | [8 empty] | 0 |  |  | 0% | 0 | 0 | 0 | 0 | 0 |  | 0 | 0 | 0 | 0 | 0 | 0 | 0 | 0 | 0.3 | 0 |  |  | 0 | 0%
80 | [15 empty] | 0 | [7 empty] | 0% | 0 | 0 | 0 | 0 | 0 | CLT | [8 empty] | 0 |  |  | 0% | 0 | 0 | 0 | 0 | 0 |  | 0 | 0 | 0 | 0 | 0 | 0 | 0 | 0 | 0.3 | 0 |  |  | 0 | 0%
81 | [15 empty] | 0 | [7 empty] | 0% | 0 | 0 | 0 | 0 | 0 | CLT | [8 empty] | 0 |  |  | 0% | 0 | 0 | 0 | 0 | 0 |  | 0 | 0 | 0 | 0 | 0 | 0 | 0 | 0 | 0.3 | 0 |  |  | 0 | 0%
82 | [15 empty] | 0 | [7 empty] | 0% | 0 | 0 | 0 | 0 | 0 | CLT | [8 empty] | 0 |  |  | 0% | 0 | 0 | 0 | 0 | 0 |  | 0 | 0 | 0 | 0 | 0 | 0 | 0 | 0 | 0.3 | 0 |  |  | 0 | 0%
83 | [15 empty] | 0 | [7 empty] | 0% | 0 | 0 | 0 | 0 | 0 | CLT | [8 empty] | 0 |  |  | 0% | 0 | 0 | 0 | 0 | 0 |  | 0 | 0 | 0 | 0 | 0 | 0 | 0 | 0 | 0.3 | 0 |  |  | 0 | 0%
84 | [15 empty] | 0 | [7 empty] | 0% | 0 | 0 | 0 | 0 | 0 | CLT | [8 empty] | 0 |  |  | 0% | 0 | 0 | 0 | 0 | 0 |  | 0 | 0 | 0 | 0 | 0 | 0 | 0 | 0 | 0.3 | 0 |  |  | 0 | 0%
85 | [15 empty] | 0 | [7 empty] | 0% | 0 | 0 | 0 | 0 | 0 | CLT | [8 empty] | 0 |  |  | 0% | 0 | 0 | 0 | 0 | 0 |  | 0 | 0 | 0 | 0 | 0 | 0 | 0 | 0 | 0.3 | 0 |  |  | 0 | 0%
86 | [15 empty] | 0 | [7 empty] | 0% | 0 | 0 | 0 | 0 | 0 | CLT | [8 empty] | 0 |  |  | 0% | 0 | 0 | 0 | 0 | 0 |  | 0 | 0 | 0 | 0 | 0 | 0 | 0 | 0 | 0.3 | 0 |  |  | 0 | 0%
87 | [15 empty] | 0 | [7 empty] | 0% | 0 | 0 | 0 | 0 | 0 | CLT | [8 empty] | 0 |  |  | 0% | 0 | 0 | 0 | 0 | 0 |  | 0 | 0 | 0 | 0 | 0 | 0 | 0 | 0 | 0.3 | 0 |  |  | 0 | 0%
88 | [15 empty] | 0 | [7 empty] | 0% | 0 | 0 | 0 | 0 | 0 | CLT | [8 empty] | 0 |  |  | 0% | 0 | 0 | 0 | 0 | 0 |  | 0 | 0 | 0 | 0 | 0 | 0 | 0 | 0 | 0.3 | 0 |  |  | 0 | 0%
89 | [15 empty] | 0 | [7 empty] | 0% | 0 | 0 | 0 | 0 | 0 | CLT | [8 empty] | 0 |  |  | 0% | 0 | 0 | 0 | 0 | 0 |  | 0 | 0 | 0 | 0 | 0 | 0 | 0 | 0 | 0.3 | 0 |  |  | 0 | 0%
90 | [15 empty] | 0 | [7 empty] | 0% | 0 | 0 | 0 | 0 | 0 | CLT | [8 empty] | 0 |  |  | 0% | 0 | 0 | 0 | 0 | 0 |  | 0 | 0 | 0 | 0 | 0 | 0 | 0 | 0 | 0.3 | 0 |  |  | 0 | 0%
91 | [15 empty] | 0 | [7 empty] | 0% | 0 | 0 | 0 | 0 | 0 | CLT | [8 empty] | 0 |  |  | 0% | 0 | 0 | 0 | 0 | 0 |  | 0 | 0 | 0 | 0 | 0 | 0 | 0 | 0 | 0.3 | 0 |  |  | 0 | 0%
92 | [15 empty] | 0 | [7 empty] | 0% | 0 | 0 | 0 | 0 | 0 | CLT | [8 empty] | 0 |  |  | 0% | 0 | 0 | 0 | 0 | 0 |  | 0 | 0 | 0 | 0 | 0 | 0 | 0 | 0 | 0.3 | 0 |  |  | 0 | 0%
93 | [15 empty] | 0 | [7 empty] | 0% | 0 | 0 | 0 | 0 | 0 | CLT | [8 empty] | 0 |  |  | 0% | 0 | 0 | 0 | 0 | 0 |  | 0 | 0 | 0 | 0 | 0 | 0 | 0 | 0 | 0.3 | 0 |  |  | 0 | 0%
94 | [15 empty] | 0 | [7 empty] | 0% | 0 | 0 | 0 | 0 | 0 | CLT | [8 empty] | 0 |  |  | 0% | 0 | 0 | 0 | 0 | 0 |  | 0 | 0 | 0 | 0 | 0 | 0 | 0 | 0 | 0.3 | 0 |  |  | 0 | 0%
95 | [15 empty] | 0 | [7 empty] | 0% | 0 | 0 | 0 | 0 | 0 | CLT | [8 empty] | 0 |  |  | 0% | 0 | 0 | 0 | 0 | 0 |  | 0 | 0 | 0 | 0 | 0 | 0 | 0 | 0 | 0.3 | 0 |  |  | 0 | 0%
96 | [15 empty] | 0 | [7 empty] | 0% | 0 | 0 | 0 | 0 | 0 | CLT | [8 empty] | 0 |  |  | 0% | 0 | 0 | 0 | 0 | 0 |  | 0 | 0 | 0 | 0 | 0 | 0 | 0 | 0 | 0.3 | 0 |  |  | 0 | 0%
97 | [15 empty] | 0 | [7 empty] | 0% | 0 | 0 | 0 | 0 | 0 | CLT | [8 empty] | 0 |  |  | 0% | 0 | 0 | 0 | 0 | 0 |  | 0 | 0 | 0 | 0 | 0 | 0 | 0 | 0 | 0.3 | 0 |  |  | 0 | 0%
98 | [15 empty] | 0 | [7 empty] | 0% | 0 | 0 | 0 | 0 | 0 | CLT | [8 empty] | 0 |  |  | 0% | 0 | 0 | 0 | 0 | 0 |  | 0 | 0 | 0 | 0 | 0 | 0 | 0 | 0 | 0.3 | 0 |  |  | 0 | 0%
99 | [15 empty] | 0 | [7 empty] | 0% | 0 | 0 | 0 | 0 | 0 | CLT | [8 empty] | 0 |  |  | 0% | 0 | 0 | 0 | 0 | 0 |  | 0 | 0 | 0 | 0 | 0 | 0 | 0 | 0 | 0.3 | 0 |  |  | 0 | 0%
100 | [15 empty] | 0 | [7 empty] | 0% | 0 | 0 | 0 | 0 | 0 | CLT | [8 empty] | 0 |  |  | 0% | 0 | 0 | 0 | 0 | 0 |  | 0 | 0 | 0 | 0 | 0 | 0 | 0 | 0 | 0.3 | 0 |  |  | 0 | 0%
101 | [15 empty] | 0 | [7 empty] | 0% | 0 | 0 | 0 | 0 | 0 | CLT | [8 empty] | 0 |  |  | 0% | 0 | 0 | 0 | 0 | 0 |  | 0 | 0 | 0 | 0 | 0 | 0 | 0 | 0 | 0.3 | 0 |  |  | 0 | 0%
102 | [15 empty] | 0 | [7 empty] | 0% | 0 | 0 | 0 | 0 | 0 | CLT | [8 empty] | 0 |  |  | 0% | 0 | 0 | 0 | 0 | 0 |  | 0 | 0 | 0 | 0 | 0 | 0 | 0 | 0 | 0.3 | 0 |  |  | 0 | 0%
103 | [15 empty] | 0 | [7 empty] | 0% | 0 | 0 | 0 | 0 | 0 | CLT | [8 empty] | 0 |  |  | 0% | 0 | 0 | 0 | 0 | 0 |  | 0 | 0 | 0 | 0 | 0 | 0 | 0 | 0 | 0.3 | 0 |  |  | 0 | 0%
104 | [15 empty] | 0 | [7 empty] | 0% | 0 | 0 | 0 | 0 | 0 | CLT | [8 empty] | 0 |  |  | 0% | 0 | 0 | 0 | 0 | 0 |  | 0 | 0 | 0 | 0 | 0 | 0 | 0 | 0 | 0.3 | 0 |  |  | 0 | 0%
105 | [15 empty] | 0 | [7 empty] | 0% | 0 | 0 | 0 | 0 | 0 | CLT | [8 empty] | 0 |  |  | 0% | 0 | 0 | 0 | 0 | 0 |  | 0 | 0 | 0 | 0 | 0 | 0 | 0 | 0 | 0.3 | 0 |  |  | 0 | 0%
106 | [15 empty] | 0 | [7 empty] | 0% | 0 | 0 | 0 | 0 | 0 | CLT | [8 empty] | 0 |  |  | 0% | 0 | 0 | 0 | 0 | 0 |  | 0 | 0 | 0 | 0 | 0 | 0 | 0 | 0 | 0.3 | 0 |  |  | 0 | 0%
107 | [15 empty] | 0 | [7 empty] | 0% | 0 | 0 | 0 | 0 | 0 | CLT | [8 empty] | 0 |  |  | 0% | 0 | 0 | 0 | 0 | 0 |  | 0 | 0 | 0 | 0 | 0 | 0 | 0 | 0 | 0.3 | 0 |  |  | 0 | 0%
108 | [15 empty] | 0 | [7 empty] | 0% | 0 | 0 | 0 | 0 | 0 | CLT | [8 empty] | 0 |  |  | 0% | 0 | 0 | 0 | 0 | 0 |  | 0 | 0 | 0 | 0 | 0 | 0 | 0 | 0 | 0.3 | 0 |  |  | 0 | 0%
109 | [15 empty] | 0 | [7 empty] | 0% | 0 | 0 | 0 | 0 | 0 | CLT | [8 empty] | 0 |  |  | 0% | 0 | 0 | 0 | 0 | 0 |  | 0 | 0 | 0 | 0 | 0 | 0 | 0 | 0 | 0.3 | 0 |  |  | 0 | 0%
110 | [15 empty] | 0 | [7 empty] | 0% | 0 | 0 | 0 | 0 | 0 | CLT | [8 empty] | 0 |  |  | 0% | 0 | 0 | 0 | 0 | 0 |  | 0 | 0 | 0 | 0 | 0 | 0 | 0 | 0 | 0.3 | 0 |  |  | 0 | 0%
111 | [15 empty] | 0 | [7 empty] | 0% | 0 | 0 | 0 | 0 | 0 | CLT | [8 empty] | 0 |  |  | 0% | 0 | 0 | 0 | 0 | 0 |  | 0 | 0 | 0 | 0 | 0 | 0 | 0 | 0 | 0.3 | 0 |  |  | 0 | 0%
112 | [15 empty] | 0 | [7 empty] | 0% | 0 | 0 | 0 | 0 | 0 | CLT | [8 empty] | 0 |  |  | 0% | 0 | 0 | 0 | 0 | 0 |  | 0 | 0 | 0 | 0 | 0 | 0 | 0 | 0 | 0.3 | 0 |  |  | 0 | 0%
113 | [15 empty] | 0 | [7 empty] | 0% | 0 | 0 | 0 | 0 | 0 | CLT | [8 empty] | 0 |  |  | 0% | 0 | 0 | 0 | 0 | 0 |  | 0 | 0 | 0 | 0 | 0 | 0 | 0 | 0 | 0.3 | 0 |  |  | 0 | 0%
114 | [15 empty] | 0 | [7 empty] | 0% | 0 | 0 | 0 | 0 | 0 | CLT | [8 empty] | 0 |  |  | 0% | 0 | 0 | 0 | 0 | 0 |  | 0 | 0 | 0 | 0 | 0 | 0 | 0 | 0 | 0.3 | 0 |  |  | 0 | 0%
115 | [15 empty] | 0 | [7 empty] | 0% | 0 | 0 | 0 | 0 | 0 | CLT | [8 empty] | 0 |  |  | 0% | 0 | 0 | 0 | 0 | 0 |  | 0 | 0 | 0 | 0 | 0 | 0 | 0 | 0 | 0.3 | 0 |  |  | 0 | 0%
116 | [15 empty] | 0 | [7 empty] | 0% | 0 | 0 | 0 | 0 | 0 | CLT | [8 empty] | 0 |  |  | 0% | 0 | 0 | 0 | 0 | 0 |  | 0 | 0 | 0 | 0 | 0 | 0 | 0 | 0 | 0.3 | 0 |  |  | 0 | 0%
117 | [15 empty] | 0 | [7 empty] | 0% | 0 | 0 | 0 | 0 | 0 | CLT | [8 empty] | 0 |  |  | 0% | 0 | 0 | 0 | 0 | 0 |  | 0 | 0 | 0 | 0 | 0 | 0 | 0 | 0 | 0.3 | 0 |  |  | 0 | 0%
118 | [15 empty] | 0 | [7 empty] | 0% | 0 | 0 | 0 | 0 | 0 | CLT | [8 empty] | 0 |  |  | 0% | 0 | 0 | 0 | 0 | 0 |  | 0 | 0 | 0 | 0 | 0 | 0 | 0 | 0 | 0.3 | 0 |  |  | 0 | 0%
119 | [15 empty] | 0 | [7 empty] | 0% | 0 | 0 | 0 | 0 | 0 | CLT | [8 empty] | 0 |  |  | 0% | 0 | 0 | 0 | 0 | 0 |  | 0 | 0 | 0 | 0 | 0 | 0 | 0 | 0 | 0.3 | 0 |  |  | 0 | 0%
120 | [15 empty] | 0 | [7 empty] | 0% | 0 | 0 | 0 | 0 | 0 | CLT | [8 empty] | 0 |  |  | 0% | 0 | 0 | 0 | 0 | 0 |  | 0 | 0 | 0 | 0 | 0 | 0 | 0 | 0 | 0.3 | 0 |  |  | 0 | 0%
121 | [15 empty] | 0 | [7 empty] | 0% | 0 | 0 | 0 | 0 | 0 | CLT | [8 empty] | 0 |  |  | 0% | 0 | 0 | 0 | 0 | 0 |  | 0 | 0 | 0 | 0 | 0 | 0 | 0 | 0 | 0.3 | 0 |  |  | 0 | 0%
122 | [15 empty] | 0 | [7 empty] | 0% | 0 | 0 | 0 | 0 | 0 | CLT | [8 empty] | 0 |  |  | 0% | 0 | 0 | 0 | 0 | 0 |  | 0 | 0 | 0 | 0 | 0 | 0 | 0 | 0 | 0.3 | 0 |  |  | 0 | 0%
123 | [15 empty] | 0 | [7 empty] | 0% | 0 | 0 | 0 | 0 | 0 | CLT | [8 empty] | 0 |  |  | 0% | 0 | 0 | 0 | 0 | 0 |  | 0 | 0 | 0 | 0 | 0 | 0 | 0 | 0 | 0.3 | 0 |  |  | 0 | 0%
124 | [15 empty] | 0 | [7 empty] | 0% | 0 | 0 | 0 | 0 | 0 | CLT | [8 empty] | 0 |  |  | 0% | 0 | 0 | 0 | 0 | 0 |  | 0 | 0 | 0 | 0 | 0 | 0 | 0 | 0 | 0.3 | 0 |  |  | 0 | 0%
125 | [15 empty] | 0 | [7 empty] | 0% | 0 | 0 | 0 | 0 | 0 | CLT | [8 empty] | 0 |  |  | 0% | 0 | 0 | 0 | 0 | 0 |  | 0 | 0 | 0 | 0 | 0 | 0 | 0 | 0 | 0.3 | 0 |  |  | 0 | 0%
126 | [15 empty] | 0 | [7 empty] | 0% | 0 | 0 | 0 | 0 | 0 | CLT | [8 empty] | 0 |  |  | 0% | 0 | 0 | 0 | 0 | 0 |  | 0 | 0 | 0 | 0 | 0 | 0 | 0 | 0 | 0.3 | 0 |  |  | 0 | 0%
127 | [15 empty] | 0 | [7 empty] | 0% | 0 | 0 | 0 | 0 | 0 | CLT | [8 empty] | 0 |  |  | 0% | 0 | 0 | 0 | 0 | 0 |  | 0 | 0 | 0 | 0 | 0 | 0 | 0 | 0 | 0.3 | 0 |  |  | 0 | 0%
128 | [15 empty] | 0 | [7 empty] | 0% | 0 | 0 | 0 | 0 | 0 | CLT | [8 empty] | 0 |  |  | 0% | 0 | 0 | 0 | 0 | 0 |  | 0 | 0 | 0 | 0 | 0 | 0 | 0 | 0 | 0.3 | 0 |  |  | 0 | 0%
129 | [15 empty] | 0 | [7 empty] | 0% | 0 | 0 | 0 | 0 | 0 | CLT | [8 empty] | 0 |  |  | 0% | 0 | 0 | 0 | 0 | 0 |  | 0 | 0 | 0 | 0 | 0 | 0 | 0 | 0 | 0.3 | 0 |  |  | 0 | 0%
130 | [15 empty] | 0 | [7 empty] | 0% | 0 | 0 | 0 | 0 | 0 | CLT | [8 empty] | 0 |  |  | 0% | 0 | 0 | 0 | 0 | 0 |  | 0 | 0 | 0 | 0 | 0 | 0 | 0 | 0 | 0.3 | 0 |  |  | 0 | 0%
131 | [15 empty] | 0 | [7 empty] | 0% | 0 | 0 | 0 | 0 | 0 | CLT | [8 empty] | 0 |  |  | 0% | 0 | 0 | 0 | 0 | 0 |  | 0 | 0 | 0 | 0 | 0 | 0 | 0 | 0 | 0.3 | 0 |  |  | 0 | 0%
132 | [15 empty] | 0 | [7 empty] | 0% | 0 | 0 | 0 | 0 | 0 | CLT | [8 empty] | 0 |  |  | 0% | 0 | 0 | 0 | 0 | 0 |  | 0 | 0 | 0 | 0 | 0 | 0 | 0 | 0 | 0.3 | 0 |  |  | 0 | 0%
133 | [15 empty] | 0 | [7 empty] | 0% | 0 | 0 | 0 | 0 | 0 | CLT | [8 empty] | 0 |  |  | 0% | 0 | 0 | 0 | 0 | 0 |  | 0 | 0 | 0 | 0 | 0 | 0 | 0 | 0 | 0.3 | 0 |  |  | 0 | 0%
134 | [15 empty] | 0 | [7 empty] | 0% | 0 | 0 | 0 | 0 | 0 | CLT | [8 empty] | 0 |  |  | 0% | 0 | 0 | 0 | 0 | 0 |  | 0 | 0 | 0 | 0 | 0 | 0 | 0 | 0 | 0.3 | 0 |  |  | 0 | 0%
135 | [15 empty] | 0 | [7 empty] | 0% | 0 | 0 | 0 | 0 | 0 | CLT | [8 empty] | 0 |  |  | 0% | 0 | 0 | 0 | 0 | 0 |  | 0 | 0 | 0 | 0 | 0 | 0 | 0 | 0 | 0.3 | 0 |  |  | 0 | 0%
136 | [15 empty] | 0 | [7 empty] | 0% | 0 | 0 | 0 | 0 | 0 | CLT | [8 empty] | 0 |  |  | 0% | 0 | 0 | 0 | 0 | 0 |  | 0 | 0 | 0 | 0 | 0 | 0 | 0 | 0 | 0.3 | 0 |  |  | 0 | 0%
137 | [15 empty] | 0 | [7 empty] | 0% | 0 | 0 | 0 | 0 | 0 | CLT | [8 empty] | 0 |  |  | 0% | 0 | 0 | 0 | 0 | 0 |  | 0 | 0 | 0 | 0 | 0 | 0 | 0 | 0 | 0.3 | 0 |  |  | 0 | 0%
138 | [15 empty] | 0 | [7 empty] | 0% | 0 | 0 | 0 | 0 | 0 | CLT | [8 empty] | 0 |  |  | 0% | 0 | 0 | 0 | 0 | 0 |  | 0 | 0 | 0 | 0 | 0 | 0 | 0 | 0 | 0.3 | 0 |  |  | 0 | 0%
139 | [15 empty] | 0 | [7 empty] | 0% | 0 | 0 | 0 | 0 | 0 | CLT | [8 empty] | 0 |  |  | 0% | 0 | 0 | 0 | 0 | 0 |  | 0 | 0 | 0 | 0 | 0 | 0 | 0 | 0 | 0.3 | 0 |  |  | 0 | 0%
140 | [15 empty] | 0 | [7 empty] | 0% | 0 | 0 | 0 | 0 | 0 | CLT | [8 empty] | 0 |  |  | 0% | 0 | 0 | 0 | 0 | 0 |  | 0 | 0 | 0 | 0 | 0 | 0 | 0 | 0 | 0.3 | 0 |  |  | 0 | 0%
141 | [15 empty] | 0 | [7 empty] | 0% | 0 | 0 | 0 | 0 | 0 | CLT | [8 empty] | 0 |  |  | 0% | 0 | 0 | 0 | 0 | 0 |  | 0 | 0 | 0 | 0 | 0 | 0 | 0 | 0 | 0.3 | 0 |  |  | 0 | 0%
142 | [15 empty] | 0 | [7 empty] | 0% | 0 | 0 | 0 | 0 | 0 | CLT | [8 empty] | 0 |  |  | 0% | 0 | 0 | 0 | 0 | 0 |  | 0 | 0 | 0 | 0 | 0 | 0 | 0 | 0 | 0.3 | 0 |  |  | 0 | 0%
143 | [15 empty] | 0 | [7 empty] | 0% | 0 | 0 | 0 | 0 | 0 | CLT | [8 empty] | 0 |  |  | 0% | 0 | 0 | 0 | 0 | 0 |  | 0 | 0 | 0 | 0 | 0 | 0 | 0 | 0 | 0.3 | 0 |  |  | 0 | 0%
144 | [15 empty] | 0 | [7 empty] | 0% | 0 | 0 | 0 | 0 | 0 | CLT | [8 empty] | 0 |  |  | 0% | 0 | 0 | 0 | 0 | 0 |  | 0 | 0 | 0 | 0 | 0 | 0 | 0 | 0 | 0.3 | 0 |  |  | 0 | 0%
145 | [15 empty] | 0 | [7 empty] | 0% | 0 | 0 | 0 | 0 | 0 | CLT | [8 empty] | 0 |  |  | 0% | 0 | 0 | 0 | 0 | 0 |  | 0 | 0 | 0 | 0 | 0 | 0 | 0 | 0 | 0.3 | 0 |  |  | 0 | 0%
146 | [15 empty] | 0 | [7 empty] | 0% | 0 | 0 | 0 | 0 | 0 | CLT | [8 empty] | 0 |  |  | 0% | 0 | 0 | 0 | 0 | 0 |  | 0 | 0 | 0 | 0 | 0 | 0 | 0 | 0 | 0.3 | 0 |  |  | 0 | 0%
147 | [15 empty] | 0 | [7 empty] | 0% | 0 | 0 | 0 | 0 | 0 | CLT | [8 empty] | 0 |  |  | 0% | 0 | 0 | 0 | 0 | 0 |  | 0 | 0 | 0 | 0 | 0 | 0 | 0 | 0 | 0.3 | 0 |  |  | 0 | 0%
148 | [15 empty] | 0 | [7 empty] | 0% | 0 | 0 | 0 | 0 | 0 | CLT | [8 empty] | 0 |  |  | 0% | 0 | 0 | 0 | 0 | 0 |  | 0 | 0 | 0 | 0 | 0 | 0 | 0 | 0 | 0.3 | 0 |  |  | 0 | 0%
149 | [15 empty] | 0 | [7 empty] | 0% | 0 | 0 | 0 | 0 | 0 | CLT | [8 empty] | 0 |  |  | 0% | 0 | 0 | 0 | 0 | 0 |  | 0 | 0 | 0 | 0 | 0 | 0 | 0 | 0 | 0.3 | 0 |  |  | 0 | 0%
150 | [15 empty] | 0 | [7 empty] | 0% | 0 | 0 | 0 | 0 | 0 | CLT | [8 empty] | 0 |  |  | 0% | 0 | 0 | 0 | 0 | 0 |  | 0 | 0 | 0 | 0 | 0 | 0 | 0 | 0 | 0.3 | 0 |  |  | 0 | 0%
151 | [15 empty] | 0 | [7 empty] | 0% | 0 | 0 | 0 | 0 | 0 | CLT | [8 empty] | 0 |  |  | 0% | 0 | 0 | 0 | 0 | 0 |  | 0 | 0 | 0 | 0 | 0 | 0 | 0 | 0 | 0.3 | 0 |  |  | 0 | 0%
152 | [15 empty] | 0 | [7 empty] | 0% | 0 | 0 | 0 | 0 | 0 | CLT | [8 empty] | 0 |  |  | 0% | 0 | 0 | 0 | 0 | 0 |  | 0 | 0 | 0 | 0 | 0 | 0 | 0 | 0 | 0.3 | 0 |  |  | 0 | 0%
153 | [15 empty] | 0 | [7 empty] | 0% | 0 | 0 | 0 | 0 | 0 | CLT | [8 empty] | 0 |  |  | 0% | 0 | 0 | 0 | 0 | 0 |  | 0 | 0 | 0 | 0 | 0 | 0 | 0 | 0 | 0.3 | 0 |  |  | 0 | 0%
154 | [15 empty] | 0 | [7 empty] | 0% | 0 | 0 | 0 | 0 | 0 | CLT | [8 empty] | 0 |  |  | 0% | 0 | 0 | 0 | 0 | 0 |  | 0 | 0 | 0 | 0 | 0 | 0 | 0 | 0 | 0.3 | 0 |  |  | 0 | 0%
155 | [15 empty] | 0 | [7 empty] | 0% | 0 | 0 | 0 | 0 | 0 | CLT | [8 empty] | 0 |  |  | 0% | 0 | 0 | 0 | 0 | 0 |  | 0 | 0 | 0 | 0 | 0 | 0 | 0 | 0 | 0.3 | 0 |  |  | 0 | 0%
156 | [15 empty] | 0 | [7 empty] | 0% | 0 | 0 | 0 | 0 | 0 | CLT | [8 empty] | 0 |  |  | 0% | 0 | 0 | 0 | 0 | 0 |  | 0 | 0 | 0 | 0 | 0 | 0 | 0 | 0 | 0.3 | 0 |  |  | 0 | 0%
157 | [15 empty] | 0 | [7 empty] | 0% | 0 | 0 | 0 | 0 | 0 | CLT | [8 empty] | 0 |  |  | 0% | 0 | 0 | 0 | 0 | 0 |  | 0 | 0 | 0 | 0 | 0 | 0 | 0 | 0 | 0.3 | 0 |  |  | 0 | 0%
158 | [15 empty] | 0 | [7 empty] | 0% | 0 | 0 | 0 | 0 | 0 | CLT | [8 empty] | 0 |  |  | 0% | 0 | 0 | 0 | 0 | 0 |  | 0 | 0 | 0 | 0 | 0 | 0 | 0 | 0 | 0.3 | 0 |  |  | 0 | 0%
159 | [15 empty] | 0 | [7 empty] | 0% | 0 | 0 | 0 | 0 | 0 | CLT | [8 empty] | 0 |  |  | 0% | 0 | 0 | 0 | 0 | 0 |  | 0 | 0 | 0 | 0 | 0 | 0 | 0 | 0 | 0.3 | 0 |  |  | 0 | 0%
160 | [15 empty] | 0 | [7 empty] | 0% | 0 | 0 | 0 | 0 | 0 | CLT | [8 empty] | 0 |  |  | 0% | 0 | 0 | 0 | 0 | 0 |  | 0 | 0 | 0 | 0 | 0 | 0 | 0 | 0 | 0.3 | 0 |  |  | 0 | 0%
161 | [15 empty] | 0 | [7 empty] | 0% | 0 | 0 | 0 | 0 | 0 | CLT | [8 empty] | 0 |  |  | 0% | 0 | 0 | 0 | 0 | 0 |  | 0 | 0 | 0 | 0 | 0 | 0 | 0 | 0 | 0.3 | 0 |  |  | 0 | 0%
162 | [15 empty] | 0 | [7 empty] | 0% | 0 | 0 | 0 | 0 | 0 | CLT | [8 empty] | 0 |  |  | 0% | 0 | 0 | 0 | 0 | 0 |  | 0 | 0 | 0 | 0 | 0 | 0 | 0 | 0 | 0.3 | 0 |  |  | 0 | 0%
163 | [15 empty] | 0 | [7 empty] | 0% | 0 | 0 | 0 | 0 | 0 | CLT | [8 empty] | 0 |  |  | 0% | 0 | 0 | 0 | 0 | 0 |  | 0 | 0 | 0 | 0 | 0 | 0 | 0 | 0 | 0.3 | 0 |  |  | 0 | 0%
164 | [15 empty] | 0 | [7 empty] | 0% | 0 | 0 | 0 | 0 | 0 | CLT | [8 empty] | 0 |  |  | 0% | 0 | 0 | 0 | 0 | 0 |  | 0 | 0 | 0 | 0 | 0 | 0 | 0 | 0 | 0.3 | 0 |  |  | 0 | 0%
165 | [15 empty] | 0 | [7 empty] | 0% | 0 | 0 | 0 | 0 | 0 | CLT | [8 empty] | 0 |  |  | 0% | 0 | 0 | 0 | 0 | 0 |  | 0 | 0 | 0 | 0 | 0 | 0 | 0 | 0 | 0.3 | 0 |  |  | 0 | 0%
166 | [15 empty] | 0 | [7 empty] | 0% | 0 | 0 | 0 | 0 | 0 | CLT | [8 empty] | 0 |  |  | 0% | 0 | 0 | 0 | 0 | 0 |  | 0 | 0 | 0 | 0 | 0 | 0 | 0 | 0 | 0.3 | 0 |  |  | 0 | 0%
167 | [15 empty] | 0 | [7 empty] | 0% | 0 | 0 | 0 | 0 | 0 | CLT | [8 empty] | 0 |  |  | 0% | 0 | 0 | 0 | 0 | 0 |  | 0 | 0 | 0 | 0 | 0 | 0 | 0 | 0 | 0.3 | 0 |  |  | 0 | 0%
168 | [15 empty] | 0 | [7 empty] | 0% | 0 | 0 | 0 | 0 | 0 | CLT | [8 empty] | 0 |  |  | 0% | 0 | 0 | 0 | 0 | 0 |  | 0 | 0 | 0 | 0 | 0 | 0 | 0 | 0 | 0.3 | 0 |  |  | 0 | 0%
169 | [15 empty] | 0 | [7 empty] | 0% | 0 | 0 | 0 | 0 | 0 | CLT | [8 empty] | 0 |  |  | 0% | 0 | 0 | 0 | 0 | 0 |  | 0 | 0 | 0 | 0 | 0 | 0 | 0 | 0 | 0.3 | 0 |  |  | 0 | 0%
170 | [15 empty] | 0 | [7 empty] | 0% | 0 | 0 | 0 | 0 | 0 | CLT | [8 empty] | 0 |  |  | 0% | 0 | 0 | 0 | 0 | 0 |  | 0 | 0 | 0 | 0 | 0 | 0 | 0 | 0 | 0.3 | 0 |  |  | 0 | 0%
171 | [15 empty] | 0 | [7 empty] | 0% | 0 | 0 | 0 | 0 | 0 | CLT | [8 empty] | 0 |  |  | 0% | 0 | 0 | 0 | 0 | 0 |  | 0 | 0 | 0 | 0 | 0 | 0 | 0 | 0 | 0.3 | 0 |  |  | 0 | 0%
172 | [15 empty] | 0 | [7 empty] | 0% | 0 | 0 | 0 | 0 | 0 | CLT | [8 empty] | 0 |  |  | 0% | 0 | 0 | 0 | 0 | 0 |  | 0 | 0 | 0 | 0 | 0 | 0 | 0 | 0 | 0.3 | 0 |  |  | 0 | 0%
173 | [15 empty] | 0 | [7 empty] | 0% | 0 | 0 | 0 | 0 | 0 | CLT | [8 empty] | 0 |  |  | 0% | 0 | 0 | 0 | 0 | 0 |  | 0 | 0 | 0 | 0 | 0 | 0 | 0 | 0 | 0.3 | 0 |  |  | 0 | 0%
174 | [15 empty] | 0 | [7 empty] | 0% | 0 | 0 | 0 | 0 | 0 | CLT | [8 empty] | 0 |  |  | 0% | 0 | 0 | 0 | 0 | 0 |  | 0 | 0 | 0 | 0 | 0 | 0 | 0 | 0 | 0.3 | 0 |  |  | 0 | 0%
175 | [15 empty] | 0 | [7 empty] | 0% | 0 | 0 | 0 | 0 | 0 | CLT | [8 empty] | 0 |  |  | 0% | 0 | 0 | 0 | 0 | 0 |  | 0 | 0 | 0 | 0 | 0 | 0 | 0 | 0 | 0.3 | 0 |  |  | 0 | 0%
176 | [15 empty] | 0 | [7 empty] | 0% | 0 | 0 | 0 | 0 | 0 | CLT | [8 empty] | 0 |  |  | 0% | 0 | 0 | 0 | 0 | 0 |  | 0 | 0 | 0 | 0 | 0 | 0 | 0 | 0 | 0.3 | 0 |  |  | 0 | 0%
177 | [15 empty] | 0 | [7 empty] | 0% | 0 | 0 | 0 | 0 | 0 | CLT | [8 empty] | 0 |  |  | 0% | 0 | 0 | 0 | 0 | 0 |  | 0 | 0 | 0 | 0 | 0 | 0 | 0 | 0 | 0.3 | 0 |  |  | 0 | 0%
178 | [15 empty] | 0 | [7 empty] | 0% | 0 | 0 | 0 | 0 | 0 | CLT | [8 empty] | 0 |  |  | 0% | 0 | 0 | 0 | 0 | 0 |  | 0 | 0 | 0 | 0 | 0 | 0 | 0 | 0 | 0.3 | 0 |  |  | 0 | 0%
179 | [15 empty] | 0 | [7 empty] | 0% | 0 | 0 | 0 | 0 | 0 | CLT | [8 empty] | 0 |  |  | 0% | 0 | 0 | 0 | 0 | 0 |  | 0 | 0 | 0 | 0 | 0 | 0 | 0 | 0 | 0.3 | 0 |  |  | 0 | 0%
180 | [15 empty] | 0 | [7 empty] | 0% | 0 | 0 | 0 | 0 | 0 | CLT | [8 empty] | 0 |  |  | 0% | 0 | 0 | 0 | 0 | 0 |  | 0 | 0 | 0 | 0 | 0 | 0 | 0 | 0 | 0.3 | 0 |  |  | 0 | 0%
181 | [15 empty] | 0 | [7 empty] | 0% | 0 | 0 | 0 | 0 | 0 | CLT | [8 empty] | 0 |  |  | 0% | 0 | 0 | 0 | 0 | 0 |  | 0 | 0 | 0 | 0 | 0 | 0 | 0 | 0 | 0.3 | 0 |  |  | 0 | 0%
182 | [15 empty] | 0 | [7 empty] | 0% | 0 | 0 | 0 | 0 | 0 | CLT | [8 empty] | 0 |  |  | 0% | 0 | 0 | 0 | 0 | 0 |  | 0 | 0 | 0 | 0 | 0 | 0 | 0 | 0 | 0.3 | 0 |  |  | 0 | 0%
183 | [15 empty] | 0 | [7 empty] | 0% | 0 | 0 | 0 | 0 | 0 | CLT | [8 empty] | 0 |  |  | 0% | 0 | 0 | 0 | 0 | 0 |  | 0 | 0 | 0 | 0 | 0 | 0 | 0 | 0 | 0.3 | 0 |  |  | 0 | 0%
184 | [15 empty] | 0 | [7 empty] | 0% | 0 | 0 | 0 | 0 | 0 | CLT | [8 empty] | 0 |  |  | 0% | 0 | 0 | 0 | 0 | 0 |  | 0 | 0 | 0 | 0 | 0 | 0 | 0 | 0 | 0.3 | 0 |  |  | 0 | 0%
185 | [15 empty] | 0 | [7 empty] | 0% | 0 | 0 | 0 | 0 | 0 | CLT | [8 empty] | 0 |  |  | 0% | 0 | 0 | 0 | 0 | 0 |  | 0 | 0 | 0 | 0 | 0 | 0 | 0 | 0 | 0.3 | 0 |  |  | 0 | 0%
186 | [15 empty] | 0 | [7 empty] | 0% | 0 | 0 | 0 | 0 | 0 | CLT | [8 empty] | 0 |  |  | 0% | 0 | 0 | 0 | 0 | 0 |  | 0 | 0 | 0 | 0 | 0 | 0 | 0 | 0 | 0.3 | 0 |  |  | 0 | 0%
187 | [15 empty] | 0 | [7 empty] | 0% | 0 | 0 | 0 | 0 | 0 | CLT | [8 empty] | 0 |  |  | 0% | 0 | 0 | 0 | 0 | 0 |  | 0 | 0 | 0 | 0 | 0 | 0 | 0 | 0 | 0.3 | 0 |  |  | 0 | 0%
188 | [15 empty] | 0 | [7 empty] | 0% | 0 | 0 | 0 | 0 | 0 | CLT | [8 empty] | 0 |  |  | 0% | 0 | 0 | 0 | 0 | 0 |  | 0 | 0 | 0 | 0 | 0 | 0 | 0 | 0 | 0.3 | 0 |  |  | 0 | 0%
189 | [15 empty] | 0 | [7 empty] | 0% | 0 | 0 | 0 | 0 | 0 | CLT | [8 empty] | 0 |  |  | 0% | 0 | 0 | 0 | 0 | 0 |  | 0 | 0 | 0 | 0 | 0 | 0 | 0 | 0 | 0.3 | 0 |  |  | 0 | 0%
190 | [15 empty] | 0 | [7 empty] | 0% | 0 | 0 | 0 | 0 | 0 | CLT | [8 empty] | 0 |  |  | 0% | 0 | 0 | 0 | 0 | 0 |  | 0 | 0 | 0 | 0 | 0 | 0 | 0 | 0 | 0.3 | 0 |  |  | 0 | 0%
191 | [15 empty] | 0 | [7 empty] | 0% | 0 | 0 | 0 | 0 | 0 | CLT | [8 empty] | 0 |  |  | 0% | 0 | 0 | 0 | 0 | 0 |  | 0 | 0 | 0 | 0 | 0 | 0 | 0 | 0 | 0.3 | 0 |  |  | 0 | 0%
192 | [15 empty] | 0 | [7 empty] | 0% | 0 | 0 | 0 | 0 | 0 | CLT | [8 empty] | 0 |  |  | 0% | 0 | 0 | 0 | 0 | 0 |  | 0 | 0 | 0 | 0 | 0 | 0 | 0 | 0 | 0.3 | 0 |  |  | 0 | 0%
193 | [15 empty] | 0 | [7 empty] | 0% | 0 | 0 | 0 | 0 | 0 | CLT | [8 empty] | 0 |  |  | 0% | 0 | 0 | 0 | 0 | 0 |  | 0 | 0 | 0 | 0 | 0 | 0 | 0 | 0 | 0.3 | 0 |  |  | 0 | 0%
194 | [15 empty] | 0 | [7 empty] | 0% | 0 | 0 | 0 | 0 | 0 | CLT | [8 empty] | 0 |  |  | 0% | 0 | 0 | 0 | 0 | 0 |  | 0 | 0 | 0 | 0 | 0 | 0 | 0 | 0 | 0.3 | 0 |  |  | 0 | 0%
195 | [15 empty] | 0 | [7 empty] | 0% | 0 | 0 | 0 | 0 | 0 | CLT | [8 empty] | 0 |  |  | 0% | 0 | 0 | 0 | 0 | 0 |  | 0 | 0 | 0 | 0 | 0 | 0 | 0 | 0 | 0.3 | 0 |  |  | 0 | 0%
196 | [15 empty] | 0 | [7 empty] | 0% | 0 | 0 | 0 | 0 | 0 | CLT | [8 empty] | 0 |  |  | 0% | 0 | 0 | 0 | 0 | 0 |  | 0 | 0 | 0 | 0 | 0 | 0 | 0 | 0 | 0.3 | 0 |  |  | 0 | 0%
197 | [15 empty] | 0 | [7 empty] | 0% | 0 | 0 | 0 | 0 | 0 | CLT | [8 empty] | 0 |  |  | 0% | 0 | 0 | 0 | 0 | 0 |  | 0 | 0 | 0 | 0 | 0 | 0 | 0 | 0 | 0.3 | 0 |  |  | 0 | 0%
198 | [15 empty] | 0 | [7 empty] | 0% | 0 | 0 | 0 | 0 | 0 | CLT | [8 empty] | 0 |  |  | 0% | 0 | 0 | 0 | 0 | 0 |  | 0 | 0 | 0 | 0 | 0 | 0 | 0 | 0 | 0.3 | 0 |  |  | 0 | 0%
199 | [15 empty] | 0 | [7 empty] | 0% | 0 | 0 | 0 | 0 | 0 | CLT | [8 empty] | 0 |  |  | 0% | 0 | 0 | 0 | 0 | 0 |  | 0 | 0 | 0 | 0 | 0 | 0 | 0 | 0 | 0.3 | 0 |  |  | 0 | 0%
200 | [15 empty] | 0 | [7 empty] | 0% | 0 | 0 | 0 | 0 | 0 | CLT | [8 empty] | 0 |  |  | 0% | 0 | 0 | 0 | 0 | 0 |  | 0 | 0 | 0 | 0 | 0 | 0 | 0 | 0 | 0.3 | 0 |  |  | 0 | 0%
201 | [15 empty] | 0 | [7 empty] | 0% | 0 | 0 | 0 | 0 | 0 | CLT | [8 empty] | 0 |  |  | 0% | 0 | 0 | 0 | 0 | 0 |  | 0 | 0 | 0 | 0 | 0 | 0 | 0 | 0 | 0.3 | 0 |  |  | 0 | 0%
202 | [15 empty] | 0 | [7 empty] | 0% | 0 | 0 | 0 | 0 | 0 | CLT | [8 empty] | 0 |  |  | 0% | 0 | 0 | 0 | 0 | 0 |  | 0 | 0 | 0 | 0 | 0 | 0 | 0 | 0 | 0.3 | 0 |  |  | 0 | 0%
203 | [15 empty] | 0 | [7 empty] | 0% | 0 | 0 | 0 | 0 | 0 | CLT | [8 empty] | 0 |  |  | 0% | 0 | 0 | 0 | 0 | 0 |  | 0 | 0 | 0 | 0 | 0 | 0 | 0 | 0 | 0.3 | 0 |  |  | 0 | 0%
204 | [15 empty] | 0 | [7 empty] | 0% | 0 | 0 | 0 | 0 | 0 | CLT | [8 empty] | 0 |  |  | 0% | 0 | 0 | 0 | 0 | 0 |  | 0 | 0 | 0 | 0 | 0 | 0 | 0 | 0 | 0.3 | 0 |  |  | 0 | 0%
205 | [15 empty] | 0 | [7 empty] | 0% | 0 | 0 | 0 | 0 | 0 | CLT | [8 empty] | 0 |  |  | 0% | 0 | 0 | 0 | 0 | 0 |  | 0 | 0 | 0 | 0 | 0 | 0 | 0 | 0 | 0.3 | 0 |  |  | 0 | 0%
206 | [15 empty] | 0 | [7 empty] | 0% | 0 | 0 | 0 | 0 | 0 | CLT | [8 empty] | 0 |  |  | 0% | 0 | 0 | 0 | 0 | 0 |  | 0 | 0 | 0 | 0 | 0 | 0 | 0 | 0 | 0.3 | 0 |  |  | 0 | 0%
207 | [15 empty] | 0 | [7 empty] | 0% | 0 | 0 | 0 | 0 | 0 | CLT | [8 empty] | 0 |  |  | 0% | 0 | 0 | 0 | 0 | 0 |  | 0 | 0 | 0 | 0 | 0 | 0 | 0 | 0 | 0.3 | 0 |  |  | 0 | 0%
208 | [15 empty] | 0 | [7 empty] | 0% | 0 | 0 | 0 | 0 | 0 | CLT | [8 empty] | 0 |  |  | 0% | 0 | 0 | 0 | 0 | 0 |  | 0 | 0 | 0 | 0 | 0 | 0 | 0 | 0 | 0.3 | 0 |  |  | 0 | 0%
209 | [15 empty] | 0 | [7 empty] | 0% | 0 | 0 | 0 | 0 | 0 | CLT | [8 empty] | 0 |  |  | 0% | 0 | 0 | 0 | 0 | 0 |  | 0 | 0 | 0 | 0 | 0 | 0 | 0 | 0 | 0.3 | 0 |  |  | 0 | 0%
210 | [15 empty] | 0 | [7 empty] | 0% | 0 | 0 | 0 | 0 | 0 | CLT | [8 empty] | 0 |  |  | 0% | 0 | 0 | 0 | 0 | 0 |  | 0 | 0 | 0 | 0 | 0 | 0 | 0 | 0 | 0.3 | 0 |  |  | 0 | 0%
211 | [15 empty] | 0 | [7 empty] | 0% | 0 | 0 | 0 | 0 | 0 | CLT | [8 empty] | 0 |  |  | 0% | 0 | 0 | 0 | 0 | 0 |  | 0 | 0 | 0 | 0 | 0 | 0 | 0 | 0 | 0.3 | 0 |  |  | 0 | 0%
212 | [15 empty] | 0 | [7 empty] | 0% | 0 | 0 | 0 | 0 | 0 | CLT | [8 empty] | 0 |  |  | 0% | 0 | 0 | 0 | 0 | 0 |  | 0 | 0 | 0 | 0 | 0 | 0 | 0 | 0 | 0.3 | 0 |  |  | 0 | 0%
213 | [15 empty] | 0 | [7 empty] | 0% | 0 | 0 | 0 | 0 | 0 | CLT | [8 empty] | 0 |  |  | 0% | 0 | 0 | 0 | 0 | 0 |  | 0 | 0 | 0 | 0 | 0 | 0 | 0 | 0 | 0.3 | 0 |  |  | 0 | 0%
214 | [15 empty] | 0 | [7 empty] | 0% | 0 | 0 | 0 | 0 | 0 | CLT | [8 empty] | 0 |  |  | 0% | 0 | 0 | 0 | 0 | 0 |  | 0 | 0 | 0 | 0 | 0 | 0 | 0 | 0 | 0.3 | 0 |  |  | 0 | 0%
215 | [15 empty] | 0 | [7 empty] | 0% | 0 | 0 | 0 | 0 | 0 | CLT | [8 empty] | 0 |  |  | 0% | 0 | 0 | 0 | 0 | 0 |  | 0 | 0 | 0 | 0 | 0 | 0 | 0 | 0 | 0.3 | 0 |  |  | 0 | 0%
216 | [15 empty] | 0 | [7 empty] | 0% | 0 | 0 | 0 | 0 | 0 | CLT | [8 empty] | 0 |  |  | 0% | 0 | 0 | 0 | 0 | 0 |  | 0 | 0 | 0 | 0 | 0 | 0 | 0 | 0 | 0.3 | 0 |  |  | 0 | 0%
217 | [15 empty] | 0 | [7 empty] | 0% | 0 | 0 | 0 | 0 | 0 | CLT | [8 empty] | 0 |  |  | 0% | 0 | 0 | 0 | 0 | 0 |  | 0 | 0 | 0 | 0 | 0 | 0 | 0 | 0 | 0.3 | 0 |  |  | 0 | 0%
218 | [15 empty] | 0 | [7 empty] | 0% | 0 | 0 | 0 | 0 | 0 | CLT | [8 empty] | 0 |  |  | 0% | 0 | 0 | 0 | 0 | 0 |  | 0 | 0 | 0 | 0 | 0 | 0 | 0 | 0 | 0.3 | 0 |  |  | 0 | 0%
219 | [15 empty] | 0 | [7 empty] | 0% | 0 | 0 | 0 | 0 | 0 | CLT | [8 empty] | 0 |  |  | 0% | 0 | 0 | 0 | 0 | 0 |  | 0 | 0 | 0 | 0 | 0 | 0 | 0 | 0 | 0.3 | 0 |  |  | 0 | 0%
220 | [15 empty] | 0 | [7 empty] | 0% | 0 | 0 | 0 | 0 | 0 | CLT | [8 empty] | 0 |  |  | 0% | 0 | 0 | 0 | 0 | 0 |  | 0 | 0 | 0 | 0 | 0 | 0 | 0 | 0 | 0.3 | 0 |  |  | 0 | 0%
221 | [15 empty] | 0 | [7 empty] | 0% | 0 | 0 | 0 | 0 | 0 | CLT | [8 empty] | 0 |  |  | 0% | 0 | 0 | 0 | 0 | 0 |  | 0 | 0 | 0 | 0 | 0 | 0 | 0 | 0 | 0.3 | 0 |  |  | 0 | 0%
222 | [15 empty] | 0 | [7 empty] | 0% | 0 | 0 | 0 | 0 | 0 | CLT | [8 empty] | 0 |  |  | 0% | 0 | 0 | 0 | 0 | 0 |  | 0 | 0 | 0 | 0 | 0 | 0 | 0 | 0 | 0.3 | 0 |  |  | 0 | 0%
223 | [15 empty] | 0 | [7 empty] | 0% | 0 | 0 | 0 | 0 | 0 | CLT | [8 empty] | 0 |  |  | 0% | 0 | 0 | 0 | 0 | 0 |  | 0 | 0 | 0 | 0 | 0 | 0 | 0 | 0 | 0.3 | 0 |  |  | 0 | 0%
224 | [15 empty] | 0 | [7 empty] | 0% | 0 | 0 | 0 | 0 | 0 | CLT | [8 empty] | 0 |  |  | 0% | 0 | 0 | 0 | 0 | 0 |  | 0 | 0 | 0 | 0 | 0 | 0 | 0 | 0 | 0.3 | 0 |  |  | 0 | 0%
225 | [15 empty] | 0 | [7 empty] | 0% | 0 | 0 | 0 | 0 | 0 | CLT | [8 empty] | 0 |  |  | 0% | 0 | 0 | 0 | 0 | 0 |  | 0 | 0 | 0 | 0 | 0 | 0 | 0 | 0 | 0.3 | 0 |  |  | 0 | 0%
226 | [15 empty] | 0 | [7 empty] | 0% | 0 | 0 | 0 | 0 | 0 | CLT | [8 empty] | 0 |  |  | 0% | 0 | 0 | 0 | 0 | 0 |  | 0 | 0 | 0 | 0 | 0 | 0 | 0 | 0 | 0.3 | 0 |  |  | 0 | 0%
227 | [15 empty] | 0 | [7 empty] | 0% | 0 | 0 | 0 | 0 | 0 | CLT | [8 empty] | 0 |  |  | 0% | 0 | 0 | 0 | 0 | 0 |  | 0 | 0 | 0 | 0 | 0 | 0 | 0 | 0 | 0.3 | 0 |  |  | 0 | 0%
228 | [15 empty] | 0 | [7 empty] | 0% | 0 | 0 | 0 | 0 | 0 | CLT | [8 empty] | 0 |  |  | 0% | 0 | 0 | 0 | 0 | 0 |  | 0 | 0 | 0 | 0 | 0 | 0 | 0 | 0 | 0.3 | 0 |  |  | 0 | 0%
229 | [15 empty] | 0 | [7 empty] | 0% | 0 | 0 | 0 | 0 | 0 | CLT | [8 empty] | 0 |  |  | 0% | 0 | 0 | 0 | 0 | 0 |  | 0 | 0 | 0 | 0 | 0 | 0 | 0 | 0 | 0.3 | 0 |  |  | 0 | 0%
230 | [15 empty] | 0 | [7 empty] | 0% | 0 | 0 | 0 | 0 | 0 | CLT | [8 empty] | 0 |  |  | 0% | 0 | 0 | 0 | 0 | 0 |  | 0 | 0 | 0 | 0 | 0 | 0 | 0 | 0 | 0.3 | 0 |  |  | 0 | 0%
231 | [15 empty] | 0 | [7 empty] | 0% | 0 | 0 | 0 | 0 | 0 | CLT | [8 empty] | 0 |  |  | 0% | 0 | 0 | 0 | 0 | 0 |  | 0 | 0 | 0 | 0 | 0 | 0 | 0 | 0 | 0.3 | 0 |  |  | 0 | 0%
232 | [15 empty] | 0 | [7 empty] | 0% | 0 | 0 | 0 | 0 | 0 | CLT | [8 empty] | 0 |  |  | 0% | 0 | 0 | 0 | 0 | 0 |  | 0 | 0 | 0 | 0 | 0 | 0 | 0 | 0 | 0.3 | 0 |  |  | 0 | 0%
233 | [15 empty] | 0 | [7 empty] | 0% | 0 | 0 | 0 | 0 | 0 | CLT | [8 empty] | 0 |  |  | 0% | 0 | 0 | 0 | 0 | 0 |  | 0 | 0 | 0 | 0 | 0 | 0 | 0 | 0 | 0.3 | 0 |  |  | 0 | 0%
234 | [15 empty] | 0 | [7 empty] | 0% | 0 | 0 | 0 | 0 | 0 | CLT | [8 empty] | 0 |  |  | 0% | 0 | 0 | 0 | 0 | 0 |  | 0 | 0 | 0 | 0 | 0 | 0 | 0 | 0 | 0.3 | 0 |  |  | 0 | 0%
235 | [15 empty] | 0 | [7 empty] | 0% | 0 | 0 | 0 | 0 | 0 | CLT | [8 empty] | 0 |  |  | 0% | 0 | 0 | 0 | 0 | 0 |  | 0 | 0 | 0 | 0 | 0 | 0 | 0 | 0 | 0.3 | 0 |  |  | 0 | 0%
236 | [15 empty] | 0 | [7 empty] | 0% | 0 | 0 | 0 | 0 | 0 | CLT | [8 empty] | 0 |  |  | 0% | 0 | 0 | 0 | 0 | 0 |  | 0 | 0 | 0 | 0 | 0 | 0 | 0 | 0 | 0.3 | 0 |  |  | 0 | 0%
237 | [15 empty] | 0 | [7 empty] | 0% | 0 | 0 | 0 | 0 | 0 | CLT | [8 empty] | 0 |  |  | 0% | 0 | 0 | 0 | 0 | 0 |  | 0 | 0 | 0 | 0 | 0 | 0 | 0 | 0 | 0.3 | 0 |  |  | 0 | 0%
238 | [15 empty] | 0 | [7 empty] | 0% | 0 | 0 | 0 | 0 | 0 | CLT | [8 empty] | 0 |  |  | 0% | 0 | 0 | 0 | 0 | 0 |  | 0 | 0 | 0 | 0 | 0 | 0 | 0 | 0 | 0.3 | 0 |  |  | 0 | 0%
239 | [15 empty] | 0 | [7 empty] | 0% | 0 | 0 | 0 | 0 | 0 | CLT | [8 empty] | 0 |  |  | 0% | 0 | 0 | 0 | 0 | 0 |  | 0 | 0 | 0 | 0 | 0 | 0 | 0 | 0 | 0.3 | 0 |  |  | 0 | 0%
240 | [15 empty] | 0 | [7 empty] | 0% | 0 | 0 | 0 | 0 | 0 | CLT | [8 empty] | 0 |  |  | 0% | 0 | 0 | 0 | 0 | 0 |  | 0 | 0 | 0 | 0 | 0 | 0 | 0 | 0 | 0.3 | 0 |  |  | 0 | 0%
241 | [15 empty] | 0 | [7 empty] | 0% | 0 | 0 | 0 | 0 | 0 | CLT | [8 empty] | 0 |  |  | 0% | 0 | 0 | 0 | 0 | 0 |  | 0 | 0 | 0 | 0 | 0 | 0 | 0 | 0 | 0.3 | 0 |  |  | 0 | 0%
242 | [15 empty] | 0 | [7 empty] | 0% | 0 | 0 | 0 | 0 | 0 | CLT | [8 empty] | 0 |  |  | 0% | 0 | 0 | 0 | 0 | 0 |  | 0 | 0 | 0 | 0 | 0 | 0 | 0 | 0 | 0.3 | 0 |  |  | 0 | 0%
243 | [15 empty] | 0 | [7 empty] | 0% | 0 | 0 | 0 | 0 | 0 | CLT | [8 empty] | 0 |  |  | 0% | 0 | 0 | 0 | 0 | 0 |  | 0 | 0 | 0 | 0 | 0 | 0 | 0 | 0 | 0.3 | 0 |  |  | 0 | 0%
244 | [15 empty] | 0 | [7 empty] | 0% | 0 | 0 | 0 | 0 | 0 | CLT | [8 empty] | 0 |  |  | 0% | 0 | 0 | 0 | 0 | 0 |  | 0 | 0 | 0 | 0 | 0 | 0 | 0 | 0 | 0.3 | 0 |  |  | 0 | 0%
245 | [15 empty] | 0 | [7 empty] | 0% | 0 | 0 | 0 | 0 | 0 | CLT | [8 empty] | 0 |  |  | 0% | 0 | 0 | 0 | 0 | 0 |  | 0 | 0 | 0 | 0 | 0 | 0 | 0 | 0 | 0.3 | 0 |  |  | 0 | 0%
246 | [15 empty] | 0 | [7 empty] | 0% | 0 | 0 | 0 | 0 | 0 | CLT | [8 empty] | 0 |  |  | 0% | 0 | 0 | 0 | 0 | 0 |  | 0 | 0 | 0 | 0 | 0 | 0 | 0 | 0 | 0.3 | 0 |  |  | 0 | 0%
247 | [15 empty] | 0 | [7 empty] | 0% | 0 | 0 | 0 | 0 | 0 | CLT | [8 empty] | 0 |  |  | 0% | 0 | 0 | 0 | 0 | 0 |  | 0 | 0 | 0 | 0 | 0 | 0 | 0 | 0 | 0.3 | 0 |  |  | 0 | 0%
248 | [15 empty] | 0 | [7 empty] | 0% | 0 | 0 | 0 | 0 | 0 | CLT | [8 empty] | 0 |  |  | 0% | 0 | 0 | 0 | 0 | 0 |  | 0 | 0 | 0 | 0 | 0 | 0 | 0 | 0 | 0.3 | 0 |  |  | 0 | 0%
249 | [15 empty] | 0 | [7 empty] | 0% | 0 | 0 | 0 | 0 | 0 | CLT | [8 empty] | 0 |  |  | 0% | 0 | 0 | 0 | 0 | 0 |  | 0 | 0 | 0 | 0 | 0 | 0 | 0 | 0 | 0.3 | 0 |  |  | 0 | 0%
250 | [15 empty] | 0 | [7 empty] | 0% | 0 | 0 | 0 | 0 | 0 | CLT | [8 empty] | 0 |  |  | 0% | 0 | 0 | 0 | 0 | 0 |  | 0 | 0 | 0 | 0 | 0 | 0 | 0 | 0 | 0.3 | 0 |  |  | 0 | 0%
251 | [15 empty] | 0 | [7 empty] | 0% | 0 | 0 | 0 | 0 | 0 | CLT | [8 empty] | 0 |  |  | 0% | 0 | 0 | 0 | 0 | 0 |  | 0 | 0 | 0 | 0 | 0 | 0 | 0 | 0 | 0.3 | 0 |  |  | 0 | 0%
252 | [15 empty] | 0 | [7 empty] | 0% | 0 | 0 | 0 | 0 | 0 | CLT | [8 empty] | 0 |  |  | 0% | 0 | 0 | 0 | 0 | 0 |  | 0 | 0 | 0 | 0 | 0 | 0 | 0 | 0 | 0.3 | 0 |  |  | 0 | 0%
253 | [15 empty] | 0 | [7 empty] | 0% | 0 | 0 | 0 | 0 | 0 | CLT | [8 empty] | 0 |  |  | 0% | 0 | 0 | 0 | 0 | 0 |  | 0 | 0 | 0 | 0 | 0 | 0 | 0 | 0 | 0.3 | 0 |  |  | 0 | 0%
254 | [15 empty] | 0 | [7 empty] | 0% | 0 | 0 | 0 | 0 | 0 | CLT | [8 empty] | 0 |  |  | 0% | 0 | 0 | 0 | 0 | 0 |  | 0 | 0 | 0 | 0 | 0 | 0 | 0 | 0 | 0.3 | 0 |  |  | 0 | 0%
255 | [15 empty] | 0 | [7 empty] | 0% | 0 | 0 | 0 | 0 | 0 | CLT | [8 empty] | 0 |  |  | 0% | 0 | 0 | 0 | 0 | 0 |  | 0 | 0 | 0 | 0 | 0 | 0 | 0 | 0 | 0.3 | 0 |  |  | 0 | 0%
256 | [15 empty] | 0 | [7 empty] | 0% | 0 | 0 | 0 | 0 | 0 | CLT | [8 empty] | 0 |  |  | 0% | 0 | 0 | 0 | 0 | 0 |  | 0 | 0 | 0 | 0 | 0 | 0 | 0 | 0 | 0.3 | 0 |  |  | 0 | 0%
257 | [15 empty] | 0 | [7 empty] | 0% | 0 | 0 | 0 | 0 | 0 | CLT | [8 empty] | 0 |  |  | 0% | 0 | 0 | 0 | 0 | 0 |  | 0 | 0 | 0 | 0 | 0 | 0 | 0 | 0 | 0.3 | 0 |  |  | 0 | 0%
258 | [15 empty] | 0 | [7 empty] | 0% | 0 | 0 | 0 | 0 | 0 | CLT | [8 empty] | 0 |  |  | 0% | 0 | 0 | 0 | 0 | 0 |  | 0 | 0 | 0 | 0 | 0 | 0 | 0 | 0 | 0.3 | 0 |  |  | 0 | 0%
259 | [15 empty] | 0 | [7 empty] | 0% | 0 | 0 | 0 | 0 | 0 | CLT | [8 empty] | 0 |  |  | 0% | 0 | 0 | 0 | 0 | 0 |  | 0 | 0 | 0 | 0 | 0 | 0 | 0 | 0 | 0.3 | 0 |  |  | 0 | 0%
260 | [15 empty] | 0 | [7 empty] | 0% | 0 | 0 | 0 | 0 | 0 | CLT | [8 empty] | 0 |  |  | 0% | 0 | 0 | 0 | 0 | 0 |  | 0 | 0 | 0 | 0 | 0 | 0 | 0 | 0 | 0.3 | 0 |  |  | 0 | 0%
261 | [15 empty] | 0 | [7 empty] | 0% | 0 | 0 | 0 | 0 | 0 | CLT | [8 empty] | 0 |  |  | 0% | 0 | 0 | 0 | 0 | 0 |  | 0 | 0 | 0 | 0 | 0 | 0 | 0 | 0 | 0.3 | 0 |  |  | 0 | 0%
262 | [15 empty] | 0 | [7 empty] | 0% | 0 | 0 | 0 | 0 | 0 | CLT | [8 empty] | 0 |  |  | 0% | 0 | 0 | 0 | 0 | 0 |  | 0 | 0 | 0 | 0 | 0 | 0 | 0 | 0 | 0.3 | 0 |  |  | 0 | 0%
263 | [15 empty] | 0 | [7 empty] | 0% | 0 | 0 | 0 | 0 | 0 | CLT | [8 empty] | 0 |  |  | 0% | 0 | 0 | 0 | 0 | 0 |  | 0 | 0 | 0 | 0 | 0 | 0 | 0 | 0 | 0.3 | 0 |  |  | 0 | 0%
264 | [15 empty] | 0 | [7 empty] | 0% | 0 | 0 | 0 | 0 | 0 | CLT | [8 empty] | 0 |  |  | 0% | 0 | 0 | 0 | 0 | 0 |  | 0 | 0 | 0 | 0 | 0 | 0 | 0 | 0 | 0.3 | 0 |  |  | 0 | 0%
265 | [15 empty] | 0 | [7 empty] | 0% | 0 | 0 | 0 | 0 | 0 | CLT | [8 empty] | 0 |  |  | 0% | 0 | 0 | 0 | 0 | 0 |  | 0 | 0 | 0 | 0 | 0 | 0 | 0 | 0 | 0.3 | 0 |  |  | 0 | 0%
266 | [15 empty] | 0 | [7 empty] | 0% | 0 | 0 | 0 | 0 | 0 | CLT | [8 empty] | 0 |  |  | 0% | 0 | 0 | 0 | 0 | 0 |  | 0 | 0 | 0 | 0 | 0 | 0 | 0 | 0 | 0.3 | 0 |  |  | 0 | 0%
267 | [15 empty] | 0 | [7 empty] | 0% | 0 | 0 | 0 | 0 | 0 | CLT | [8 empty] | 0 |  |  | 0% | 0 | 0 | 0 | 0 | 0 |  | 0 | 0 | 0 | 0 | 0 | 0 | 0 | 0 | 0.3 | 0 |  |  | 0 | 0%
268 | [15 empty] | 0 | [7 empty] | 0% | 0 | 0 | 0 | 0 | 0 | CLT | [8 empty] | 0 |  |  | 0% | 0 | 0 | 0 | 0 | 0 |  | 0 | 0 | 0 | 0 | 0 | 0 | 0 | 0 | 0.3 | 0 |  |  | 0 | 0%
269 | [15 empty] | 0 | [7 empty] | 0% | 0 | 0 | 0 | 0 | 0 | CLT | [8 empty] | 0 |  |  | 0% | 0 | 0 | 0 | 0 | 0 |  | 0 | 0 | 0 | 0 | 0 | 0 | 0 | 0 | 0.3 | 0 |  |  | 0 | 0%
270 | [15 empty] | 0 | [7 empty] | 0% | 0 | 0 | 0 | 0 | 0 | CLT | [8 empty] | 0 |  |  | 0% | 0 | 0 | 0 | 0 | 0 |  | 0 | 0 | 0 | 0 | 0 | 0 | 0 | 0 | 0.3 | 0 |  |  | 0 | 0%
271 | [15 empty] | 0 | [7 empty] | 0% | 0 | 0 | 0 | 0 | 0 | CLT | [8 empty] | 0 |  |  | 0% | 0 | 0 | 0 | 0 | 0 |  | 0 | 0 | 0 | 0 | 0 | 0 | 0 | 0 | 0.3 | 0 |  |  | 0 | 0%
272 | [15 empty] | 0 | [7 empty] | 0% | 0 | 0 | 0 | 0 | 0 | CLT | [8 empty] | 0 |  |  | 0% | 0 | 0 | 0 | 0 | 0 |  | 0 | 0 | 0 | 0 | 0 | 0 | 0 | 0 | 0.3 | 0 |  |  | 0 | 0%
273 | [15 empty] | 0 | [7 empty] | 0% | 0 | 0 | 0 | 0 | 0 | CLT | [8 empty] | 0 |  |  | 0% | 0 | 0 | 0 | 0 | 0 |  | 0 | 0 | 0 | 0 | 0 | 0 | 0 | 0 | 0.3 | 0 |  |  | 0 | 0%
274 | [15 empty] | 0 | [7 empty] | 0% | 0 | 0 | 0 | 0 | 0 | CLT | [8 empty] | 0 |  |  | 0% | 0 | 0 | 0 | 0 | 0 |  | 0 | 0 | 0 | 0 | 0 | 0 | 0 | 0 | 0.3 | 0 |  |  | 0 | 0%
275 | [15 empty] | 0 | [7 empty] | 0% | 0 | 0 | 0 | 0 | 0 | CLT | [8 empty] | 0 |  |  | 0% | 0 | 0 | 0 | 0 | 0 |  | 0 | 0 | 0 | 0 | 0 | 0 | 0 | 0 | 0.3 | 0 |  |  | 0 | 0%
276 | [15 empty] | 0 | [7 empty] | 0% | 0 | 0 | 0 | 0 | 0 | CLT | [8 empty] | 0 |  |  | 0% | 0 | 0 | 0 | 0 | 0 |  | 0 | 0 | 0 | 0 | 0 | 0 | 0 | 0 | 0.3 | 0 |  |  | 0 | 0%
277 | [15 empty] | 0 | [7 empty] | 0% | 0 | 0 | 0 | 0 | 0 | CLT | [8 empty] | 0 |  |  | 0% | 0 | 0 | 0 | 0 | 0 |  | 0 | 0 | 0 | 0 | 0 | 0 | 0 | 0 | 0.3 | 0 |  |  | 0 | 0%
278 | [15 empty] | 0 | [7 empty] | 0% | 0 | 0 | 0 | 0 | 0 | CLT | [8 empty] | 0 |  |  | 0% | 0 | 0 | 0 | 0 | 0 |  | 0 | 0 | 0 | 0 | 0 | 0 | 0 | 0 | 0.3 | 0 |  |  | 0 | 0%
279 | [15 empty] | 0 | [7 empty] | 0% | 0 | 0 | 0 | 0 | 0 | CLT | [8 empty] | 0 |  |  | 0% | 0 | 0 | 0 | 0 | 0 |  | 0 | 0 | 0 | 0 | 0 | 0 | 0 | 0 | 0.3 | 0 |  |  | 0 | 0%
280 | [15 empty] | 0 | [7 empty] | 0% | 0 | 0 | 0 | 0 | 0 | CLT | [8 empty] | 0 |  |  | 0% | 0 | 0 | 0 | 0 | 0 |  | 0 | 0 | 0 | 0 | 0 | 0 | 0 | 0 | 0.3 | 0 |  |  | 0 | 0%
281 | [15 empty] | 0 | [7 empty] | 0% | 0 | 0 | 0 | 0 | 0 | CLT | [8 empty] | 0 |  |  | 0% | 0 | 0 | 0 | 0 | 0 |  | 0 | 0 | 0 | 0 | 0 | 0 | 0 | 0 | 0.3 | 0 |  |  | 0 | 0%
282 | [15 empty] | 0 | [7 empty] | 0% | 0 | 0 | 0 | 0 | 0 | CLT | [8 empty] | 0 |  |  | 0% | 0 | 0 | 0 | 0 | 0 |  | 0 | 0 | 0 | 0 | 0 | 0 | 0 | 0 | 0.3 | 0 |  |  | 0 | 0%
283 | [15 empty] | 0 | [7 empty] | 0% | 0 | 0 | 0 | 0 | 0 | CLT | [8 empty] | 0 |  |  | 0% | 0 | 0 | 0 | 0 | 0 |  | 0 | 0 | 0 | 0 | 0 | 0 | 0 | 0 | 0.3 | 0 |  |  | 0 | 0%
284 | [15 empty] | 0 | [7 empty] | 0% | 0 | 0 | 0 | 0 | 0 | CLT | [8 empty] | 0 |  |  | 0% | 0 | 0 | 0 | 0 | 0 |  | 0 | 0 | 0 | 0 | 0 | 0 | 0 | 0 | 0.3 | 0 |  |  | 0 | 0%
285 | [15 empty] | 0 | [7 empty] | 0% | 0 | 0 | 0 | 0 | 0 | CLT | [8 empty] | 0 |  |  | 0% | 0 | 0 | 0 | 0 | 0 |  | 0 | 0 | 0 | 0 | 0 | 0 | 0 | 0 | 0.3 | 0 |  |  | 0 | 0%
286 | [15 empty] | 0 | [7 empty] | 0% | 0 | 0 | 0 | 0 | 0 | CLT | [8 empty] | 0 |  |  | 0% | 0 | 0 | 0 | 0 | 0 |  | 0 | 0 | 0 | 0 | 0 | 0 | 0 | 0 | 0.3 | 0 |  |  | 0 | 0%
287 | [15 empty] | 0 | [7 empty] | 0% | 0 | 0 | 0 | 0 | 0 | CLT | [8 empty] | 0 |  |  | 0% | 0 | 0 | 0 | 0 | 0 |  | 0 | 0 | 0 | 0 | 0 | 0 | 0 | 0 | 0.3 | 0 |  |  | 0 | 0%
288 | [15 empty] | 0 | [7 empty] | 0% | 0 | 0 | 0 | 0 | 0 | CLT | [8 empty] | 0 |  |  | 0% | 0 | 0 | 0 | 0 | 0 |  | 0 | 0 | 0 | 0 | 0 | 0 | 0 | 0 | 0.3 | 0 |  |  | 0 | 0%
289 | [15 empty] | 0 | [7 empty] | 0% | 0 | 0 | 0 | 0 | 0 | CLT | [8 empty] | 0 |  |  | 0% | 0 | 0 | 0 | 0 | 0 |  | 0 | 0 | 0 | 0 | 0 | 0 | 0 | 0 | 0.3 | 0 |  |  | 0 | 0%
290 | [15 empty] | 0 | [7 empty] | 0% | 0 | 0 | 0 | 0 | 0 | CLT | [8 empty] | 0 |  |  | 0% | 0 | 0 | 0 | 0 | 0 |  | 0 | 0 | 0 | 0 | 0 | 0 | 0 | 0 | 0.3 | 0 |  |  | 0 | 0%
291 | [15 empty] | 0 | [7 empty] | 0% | 0 | 0 | 0 | 0 | 0 | CLT | [8 empty] | 0 |  |  | 0% | 0 | 0 | 0 | 0 | 0 |  | 0 | 0 | 0 | 0 | 0 | 0 | 0 | 0 | 0.3 | 0 |  |  | 0 | 0%
292 | [15 empty] | 0 | [7 empty] | 0% | 0 | 0 | 0 | 0 | 0 | CLT | [8 empty] | 0 |  |  | 0% | 0 | 0 | 0 | 0 | 0 |  | 0 | 0 | 0 | 0 | 0 | 0 | 0 | 0 | 0.3 | 0 |  |  | 0 | 0%
293 | [15 empty] | 0 | [7 empty] | 0% | 0 | 0 | 0 | 0 | 0 | CLT | [8 empty] | 0 |  |  | 0% | 0 | 0 | 0 | 0 | 0 |  | 0 | 0 | 0 | 0 | 0 | 0 | 0 | 0 | 0.3 | 0 |  |  | 0 | 0%
294 | [15 empty] | 0 | [7 empty] | 0% | 0 | 0 | 0 | 0 | 0 | CLT | [8 empty] | 0 |  |  | 0% | 0 | 0 | 0 | 0 | 0 |  | 0 | 0 | 0 | 0 | 0 | 0 | 0 | 0 | 0.3 | 0 |  |  | 0 | 0%
295 | [15 empty] | 0 | [7 empty] | 0% | 0 | 0 | 0 | 0 | 0 | CLT | [8 empty] | 0 |  |  | 0% | 0 | 0 | 0 | 0 | 0 |  | 0 | 0 | 0 | 0 | 0 | 0 | 0 | 0 | 0.3 | 0 |  |  | 0 | 0%
296 | [15 empty] | 0 | [7 empty] | 0% | 0 | 0 | 0 | 0 | 0 | CLT | [8 empty] | 0 |  |  | 0% | 0 | 0 | 0 | 0 | 0 |  | 0 | 0 | 0 | 0 | 0 | 0 | 0 | 0 | 0.3 | 0 |  |  | 0 | 0%
297 | [15 empty] | 0 | [7 empty] | 0% | 0 | 0 | 0 | 0 | 0 | CLT | [8 empty] | 0 |  |  | 0% | 0 | 0 | 0 | 0 | 0 |  | 0 | 0 | 0 | 0 | 0 | 0 | 0 | 0 | 0.3 | 0 |  |  | 0 | 0%
298 | [15 empty] | 0 | [7 empty] | 0% | 0 | 0 | 0 | 0 | 0 | CLT | [8 empty] | 0 |  |  | 0% | 0 | 0 | 0 | 0 | 0 |  | 0 | 0 | 0 | 0 | 0 | 0 | 0 | 0 | 0.3 | 0 |  |  | 0 | 0%
299 | [15 empty] | 0 | [7 empty] | 0% | 0 | 0 | 0 | 0 | 0 | CLT | [8 empty] | 0 |  |  | 0% | 0 | 0 | 0 | 0 | 0 |  | 0 | 0 | 0 | 0 | 0 | 0 | 0 | 0 | 0.3 | 0 |  |  | 0 | 0%
300 | [15 empty] | 0 | [7 empty] | 0% | 0 | 0 | 0 | 0 | 0 | CLT | [8 empty] | 0 |  |  | 0% | 0 | 0 | 0 | 0 | 0 |  | 0 | 0 | 0 | 0 | 0 | 0 | 0 | 0 | 0.3 | 0 |  |  | 0 | 0%
301 | [15 empty] | 0 | [7 empty] | 0% | 0 | 0 | 0 | 0 | 0 | CLT | [8 empty] | 0 |  |  | 0% | 0 | 0 | 0 | 0 | 0 |  | 0 | 0 | 0 | 0 | 0 | 0 | 0 | 0 | 0.3 | 0 |  |  | 0 | 0%
302 | [15 empty] | 0 | [7 empty] | 0% | 0 | 0 | 0 | 0 | 0 | CLT | [8 empty] | 0 |  |  | 0% | 0 | 0 | 0 | 0 | 0 |  | 0 | 0 | 0 | 0 | 0 | 0 | 0 | 0 | 0.3 | 0 |  |  | 0 | 0%
303 | [15 empty] | 0 | [7 empty] | 0% | 0 | 0 | 0 | 0 | 0 | CLT | [8 empty] | 0 |  |  | 0% | 0 | 0 | 0 | 0 | 0 |  | 0 | 0 | 0 | 0 | 0 | 0 | 0 | 0 | 0.3 | 0 |  |  | 0 | 0%
304 | [15 empty] | 0 | [7 empty] | 0% | 0 | 0 | 0 | 0 | 0 | CLT | [8 empty] | 0 |  |  | 0% | 0 | 0 | 0 | 0 | 0 |  | 0 | 0 | 0 | 0 | 0 | 0 | 0 | 0 | 0.3 | 0 |  |  | 0 | 0%
305 | [15 empty] | 0 | [7 empty] | 0% | 0 | 0 | 0 | 0 | 0 | CLT | [8 empty] | 0 |  |  | 0% | 0 | 0 | 0 | 0 | 0 |  | 0 | 0 | 0 | 0 | 0 | 0 | 0 | 0 | 0.3 | 0 |  |  | 0 | 0%
306 | [15 empty] | 0 | [7 empty] | 0% | 0 | 0 | 0 | 0 | 0 | CLT | [8 empty] | 0 |  |  | 0% | 0 | 0 | 0 | 0 | 0 |  | 0 | 0 | 0 | 0 | 0 | 0 | 0 | 0 | 0.3 | 0 |  |  | 0 | 0%
307 | [15 empty] | 0 | [7 empty] | 0% | 0 | 0 | 0 | 0 | 0 | CLT | [8 empty] | 0 |  |  | 0% | 0 | 0 | 0 | 0 | 0 |  | 0 | 0 | 0 | 0 | 0 | 0 | 0 | 0 | 0.3 | 0 |  |  | 0 | 0%
308 | [15 empty] | 0 | [7 empty] | 0% | 0 | 0 | 0 | 0 | 0 | CLT | [8 empty] | 0 |  |  | 0% | 0 | 0 | 0 | 0 | 0 |  | 0 | 0 | 0 | 0 | 0 | 0 | 0 | 0 | 0.3 | 0 |  |  | 0 | 0%
309 | [15 empty] | 0 | [7 empty] | 0% | 0 | 0 | 0 | 0 | 0 | CLT | [8 empty] | 0 |  |  | 0% | 0 | 0 | 0 | 0 | 0 |  | 0 | 0 | 0 | 0 | 0 | 0 | 0 | 0 | 0.3 | 0 |  |  | 0 | 0%
310 | [15 empty] | 0 | [7 empty] | 0% | 0 | 0 | 0 | 0 | 0 | CLT | [8 empty] | 0 |  |  | 0% | 0 | 0 | 0 | 0 | 0 |  | 0 | 0 | 0 | 0 | 0 | 0 | 0 | 0 | 0.3 | 0 |  |  | 0 | 0%
311 | [15 empty] | 0 | [7 empty] | 0% | 0 | 0 | 0 | 0 | 0 | CLT | [8 empty] | 0 |  |  | 0% | 0 | 0 | 0 | 0 | 0 |  | 0 | 0 | 0 | 0 | 0 | 0 | 0 | 0 | 0.3 | 0 |  |  | 0 | 0%
312 | [15 empty] | 0 | [7 empty] | 0% | 0 | 0 | 0 | 0 | 0 | CLT | [8 empty] | 0 |  |  | 0% | 0 | 0 | 0 | 0 | 0 |  | 0 | 0 | 0 | 0 | 0 | 0 | 0 | 0 | 0.3 | 0 |  |  | 0 | 0%
313 | [15 empty] | 0 | [7 empty] | 0% | 0 | 0 | 0 | 0 | 0 | CLT | [8 empty] | 0 |  |  | 0% | 0 | 0 | 0 | 0 | 0 |  | 0 | 0 | 0 | 0 | 0 | 0 | 0 | 0 | 0.3 | 0 |  |  | 0 | 0%
314 | [15 empty] | 0 | [7 empty] | 0% | 0 | 0 | 0 | 0 | 0 | CLT | [8 empty] | 0 |  |  | 0% | 0 | 0 | 0 | 0 | 0 |  | 0 | 0 | 0 | 0 | 0 | 0 | 0 | 0 | 0.3 | 0 |  |  | 0 | 0%
315 | [15 empty] | 0 | [7 empty] | 0% | 0 | 0 | 0 | 0 | 0 | CLT | [8 empty] | 0 |  |  | 0% | 0 | 0 | 0 | 0 | 0 |  | 0 | 0 | 0 | 0 | 0 | 0 | 0 | 0 | 0.3 | 0 |  |  | 0 | 0%
316 | [15 empty] | 0 | [7 empty] | 0% | 0 | 0 | 0 | 0 | 0 | CLT | [8 empty] | 0 |  |  | 0% | 0 | 0 | 0 | 0 | 0 |  | 0 | 0 | 0 | 0 | 0 | 0 | 0 | 0 | 0.3 | 0 |  |  | 0 | 0%
317 | [15 empty] | 0 | [7 empty] | 0% | 0 | 0 | 0 | 0 | 0 | CLT | [8 empty] | 0 |  |  | 0% | 0 | 0 | 0 | 0 | 0 |  | 0 | 0 | 0 | 0 | 0 | 0 | 0 | 0 | 0.3 | 0 |  |  | 0 | 0%
318 | [15 empty] | 0 | [7 empty] | 0% | 0 | 0 | 0 | 0 | 0 | CLT | [8 empty] | 0 |  |  | 0% | 0 | 0 | 0 | 0 | 0 |  | 0 | 0 | 0 | 0 | 0 | 0 | 0 | 0 | 0.3 | 0 |  |  | 0 | 0%
319 | [15 empty] | 0 | [7 empty] | 0% | 0 | 0 | 0 | 0 | 0 | CLT | [8 empty] | 0 |  |  | 0% | 0 | 0 | 0 | 0 | 0 |  | 0 | 0 | 0 | 0 | 0 | 0 | 0 | 0 | 0.3 | 0 |  |  | 0 | 0%
320 | [15 empty] | 0 | [7 empty] | 0% | 0 | 0 | 0 | 0 | 0 | CLT | [8 empty] | 0 |  |  | 0% | 0 | 0 | 0 | 0 | 0 |  | 0 | 0 | 0 | 0 | 0 | 0 | 0 | 0 | 0.3 | 0 |  |  | 0 | 0%
321 | [15 empty] | 0 | [7 empty] | 0% | 0 | 0 | 0 | 0 | 0 | CLT | [8 empty] | 0 |  |  | 0% | 0 | 0 | 0 | 0 | 0 |  | 0 | 0 | 0 | 0 | 0 | 0 | 0 | 0 | 0.3 | 0 |  |  | 0 | 0%
322 | [15 empty] | 0 | [7 empty] | 0% | 0 | 0 | 0 | 0 | 0 | CLT | [8 empty] | 0 |  |  | 0% | 0 | 0 | 0 | 0 | 0 |  | 0 | 0 | 0 | 0 | 0 | 0 | 0 | 0 | 0.3 | 0 |  |  | 0 | 0%
323 | [15 empty] | 0 | [7 empty] | 0% | 0 | 0 | 0 | 0 | 0 | CLT | [8 empty] | 0 |  |  | 0% | 0 | 0 | 0 | 0 | 0 |  | 0 | 0 | 0 | 0 | 0 | 0 | 0 | 0 | 0.3 | 0 |  |  | 0 | 0%
324 | [15 empty] | 0 | [7 empty] | 0% | 0 | 0 | 0 | 0 | 0 | CLT | [8 empty] | 0 |  |  | 0% | 0 | 0 | 0 | 0 | 0 |  | 0 | 0 | 0 | 0 | 0 | 0 | 0 | 0 | 0.3 | 0 |  |  | 0 | 0%
325 | [15 empty] | 0 | [7 empty] | 0% | 0 | 0 | 0 | 0 | 0 | CLT | [8 empty] | 0 |  |  | 0% | 0 | 0 | 0 | 0 | 0 |  | 0 | 0 | 0 | 0 | 0 | 0 | 0 | 0 | 0.3 | 0 |  |  | 0 | 0%
326 | [15 empty] | 0 | [7 empty] | 0% | 0 | 0 | 0 | 0 | 0 | CLT | [8 empty] | 0 |  |  | 0% | 0 | 0 | 0 | 0 | 0 |  | 0 | 0 | 0 | 0 | 0 | 0 | 0 | 0 | 0.3 | 0 |  |  | 0 | 0%
327 | [15 empty] | 0 | [7 empty] | 0% | 0 | 0 | 0 | 0 | 0 | CLT | [8 empty] | 0 |  |  | 0% | 0 | 0 | 0 | 0 | 0 |  | 0 | 0 | 0 | 0 | 0 | 0 | 0 | 0 | 0.3 | 0 |  |  | 0 | 0%
328 | [15 empty] | 0 | [7 empty] | 0% | 0 | 0 | 0 | 0 | 0 | CLT | [8 empty] | 0 |  |  | 0% | 0 | 0 | 0 | 0 | 0 |  | 0 | 0 | 0 | 0 | 0 | 0 | 0 | 0 | 0.3 | 0 |  |  | 0 | 0%
329 | [15 empty] | 0 | [7 empty] | 0% | 0 | 0 | 0 | 0 | 0 | CLT | [8 empty] | 0 |  |  | 0% | 0 | 0 | 0 | 0 | 0 |  | 0 | 0 | 0 | 0 | 0 | 0 | 0 | 0 | 0.3 | 0 |  |  | 0 | 0%
330 | [15 empty] | 0 | [7 empty] | 0% | 0 | 0 | 0 | 0 | 0 | CLT | [8 empty] | 0 |  |  | 0% | 0 | 0 | 0 | 0 | 0 |  | 0 | 0 | 0 | 0 | 0 | 0 | 0 | 0 | 0.3 | 0 |  |  | 0 | 0%
331 | [15 empty] | 0 | [7 empty] | 0% | 0 | 0 | 0 | 0 | 0 | CLT | [8 empty] | 0 |  |  | 0% | 0 | 0 | 0 | 0 | 0 |  | 0 | 0 | 0 | 0 | 0 | 0 | 0 | 0 | 0.3 | 0 |  |  | 0 | 0%
332 | [15 empty] | 0 | [7 empty] | 0% | 0 | 0 | 0 | 0 | 0 | CLT | [8 empty] | 0 |  |  | 0% | 0 | 0 | 0 | 0 | 0 |  | 0 | 0 | 0 | 0 | 0 | 0 | 0 | 0 | 0.3 | 0 |  |  | 0 | 0%
333 | [15 empty] | 0 | [7 empty] | 0% | 0 | 0 | 0 | 0 | 0 | CLT | [8 empty] | 0 |  |  | 0% | 0 | 0 | 0 | 0 | 0 |  | 0 | 0 | 0 | 0 | 0 | 0 | 0 | 0 | 0.3 | 0 |  |  | 0 | 0%
334 | [15 empty] | 0 | [7 empty] | 0% | 0 | 0 | 0 | 0 | 0 | CLT | [8 empty] | 0 |  |  | 0% | 0 | 0 | 0 | 0 | 0 |  | 0 | 0 | 0 | 0 | 0 | 0 | 0 | 0 | 0.3 | 0 |  |  | 0 | 0%
335 | [15 empty] | 0 | [7 empty] | 0% | 0 | 0 | 0 | 0 | 0 | CLT | [8 empty] | 0 |  |  | 0% | 0 | 0 | 0 | 0 | 0 |  | 0 | 0 | 0 | 0 | 0 | 0 | 0 | 0 | 0.3 | 0 |  |  | 0 | 0%
336 | [15 empty] | 0 | [7 empty] | 0% | 0 | 0 | 0 | 0 | 0 | CLT | [8 empty] | 0 |  |  | 0% | 0 | 0 | 0 | 0 | 0 |  | 0 | 0 | 0 | 0 | 0 | 0 | 0 | 0 | 0.3 | 0 |  |  | 0 | 0%
337 | [15 empty] | 0 | [7 empty] | 0% | 0 | 0 | 0 | 0 | 0 | CLT | [8 empty] | 0 |  |  | 0% | 0 | 0 | 0 | 0 | 0 |  | 0 | 0 | 0 | 0 | 0 | 0 | 0 | 0 | 0.3 | 0 |  |  | 0 | 0%
338 | [15 empty] | 0 | [7 empty] | 0% | 0 | 0 | 0 | 0 | 0 | CLT | [8 empty] | 0 |  |  | 0% | 0 | 0 | 0 | 0 | 0 |  | 0 | 0 | 0 | 0 | 0 | 0 | 0 | 0 | 0.3 | 0 |  |  | 0 | 0%
339 | [15 empty] | 0 | [7 empty] | 0% | 0 | 0 | 0 | 0 | 0 | CLT | [8 empty] | 0 |  |  | 0% | 0 | 0 | 0 | 0 | 0 |  | 0 | 0 | 0 | 0 | 0 | 0 | 0 | 0 | 0.3 | 0 |  |  | 0 | 0%
340 | [15 empty] | 0 | [7 empty] | 0% | 0 | 0 | 0 | 0 | 0 | CLT | [8 empty] | 0 |  |  | 0% | 0 | 0 | 0 | 0 | 0 |  | 0 | 0 | 0 | 0 | 0 | 0 | 0 | 0 | 0.3 | 0 |  |  | 0 | 0%
341 | [15 empty] | 0 | [7 empty] | 0% | 0 | 0 | 0 | 0 | 0 | CLT | [8 empty] | 0 |  |  | 0% | 0 | 0 | 0 | 0 | 0 |  | 0 | 0 | 0 | 0 | 0 | 0 | 0 | 0 | 0.3 | 0 |  |  | 0 | 0%
342 | [15 empty] | 0 | [7 empty] | 0% | 0 | 0 | 0 | 0 | 0 | CLT | [8 empty] | 0 |  |  | 0% | 0 | 0 | 0 | 0 | 0 |  | 0 | 0 | 0 | 0 | 0 | 0 | 0 | 0 | 0.3 | 0 |  |  | 0 | 0%
343 | [15 empty] | 0 | [7 empty] | 0% | 0 | 0 | 0 | 0 | 0 | CLT | [8 empty] | 0 |  |  | 0% | 0 | 0 | 0 | 0 | 0 |  | 0 | 0 | 0 | 0 | 0 | 0 | 0 | 0 | 0.3 | 0 |  |  | 0 | 0%
344 | [15 empty] | 0 | [7 empty] | 0% | 0 | 0 | 0 | 0 | 0 | CLT | [8 empty] | 0 |  |  | 0% | 0 | 0 | 0 | 0 | 0 |  | 0 | 0 | 0 | 0 | 0 | 0 | 0 | 0 | 0.3 | 0 |  |  | 0 | 0%
345 | [15 empty] | 0 | [7 empty] | 0% | 0 | 0 | 0 | 0 | 0 | CLT | [8 empty] | 0 |  |  | 0% | 0 | 0 | 0 | 0 | 0 |  | 0 | 0 | 0 | 0 | 0 | 0 | 0 | 0 | 0.3 | 0 |  |  | 0 | 0%
346 | [15 empty] | 0 | [7 empty] | 0% | 0 | 0 | 0 | 0 | 0 | CLT | [8 empty] | 0 |  |  | 0% | 0 | 0 | 0 | 0 | 0 |  | 0 | 0 | 0 | 0 | 0 | 0 | 0 | 0 | 0.3 | 0 |  |  | 0 | 0%
347 | [15 empty] | 0 | [7 empty] | 0% | 0 | 0 | 0 | 0 | 0 | CLT | [8 empty] | 0 |  |  | 0% | 0 | 0 | 0 | 0 | 0 |  | 0 | 0 | 0 | 0 | 0 | 0 | 0 | 0 | 0.3 | 0 |  |  | 0 | 0%
348 | [15 empty] | 0 | [7 empty] | 0% | 0 | 0 | 0 | 0 | 0 | CLT | [8 empty] | 0 |  |  | 0% | 0 | 0 | 0 | 0 | 0 |  | 0 | 0 | 0 | 0 | 0 | 0 | 0 | 0 | 0.3 | 0 |  |  | 0 | 0%
349 | [15 empty] | 0 | [7 empty] | 0% | 0 | 0 | 0 | 0 | 0 | CLT | [8 empty] | 0 |  |  | 0% | 0 | 0 | 0 | 0 | 0 |  | 0 | 0 | 0 | 0 | 0 | 0 | 0 | 0 | 0.3 | 0 |  |  | 0 | 0%
350 | [15 empty] | 0 | [7 empty] | 0% | 0 | 0 | 0 | 0 | 0 | CLT | [8 empty] | 0 |  |  | 0% | 0 | 0 | 0 | 0 | 0 |  | 0 | 0 | 0 | 0 | 0 | 0 | 0 | 0 | 0.3 | 0 |  |  | 0 | 0%
351 | [15 empty] | 0 | [7 empty] | 0% | 0 | 0 | 0 | 0 | 0 | CLT | [8 empty] | 0 |  |  | 0% | 0 | 0 | 0 | 0 | 0 |  | 0 | 0 | 0 | 0 | 0 | 0 | 0 | 0 | 0.3 | 0 |  |  | 0 | 0%
352 | [15 empty] | 0 | [7 empty] | 0% | 0 | 0 | 0 | 0 | 0 | CLT | [8 empty] | 0 |  |  | 0% | 0 | 0 | 0 | 0 | 0 |  | 0 | 0 | 0 | 0 | 0 | 0 | 0 | 0 | 0.3 | 0 |  |  | 0 | 0%
353 | [15 empty] | 0 | [7 empty] | 0% | 0 | 0 | 0 | 0 | 0 | CLT | [8 empty] | 0 |  |  | 0% | 0 | 0 | 0 | 0 | 0 |  | 0 | 0 | 0 | 0 | 0 | 0 | 0 | 0 | 0.3 | 0 |  |  | 0 | 0%
354 | [15 empty] | 0 | [7 empty] | 0% | 0 | 0 | 0 | 0 | 0 | CLT | [8 empty] | 0 |  |  | 0% | 0 | 0 | 0 | 0 | 0 |  | 0 | 0 | 0 | 0 | 0 | 0 | 0 | 0 | 0.3 | 0 |  |  | 0 | 0%
355 | [15 empty] | 0 | [7 empty] | 0% | 0 | 0 | 0 | 0 | 0 | CLT | [8 empty] | 0 |  |  | 0% | 0 | 0 | 0 | 0 | 0 |  | 0 | 0 | 0 | 0 | 0 | 0 | 0 | 0 | 0.3 | 0 |  |  | 0 | 0%
356 | [15 empty] | 0 | [7 empty] | 0% | 0 | 0 | 0 | 0 | 0 | CLT | [8 empty] | 0 |  |  | 0% | 0 | 0 | 0 | 0 | 0 |  | 0 | 0 | 0 | 0 | 0 | 0 | 0 | 0 | 0.3 | 0 |  |  | 0 | 0%
357 | [15 empty] | 0 | [7 empty] | 0% | 0 | 0 | 0 | 0 | 0 | CLT | [8 empty] | 0 |  |  | 0% | 0 | 0 | 0 | 0 | 0 |  | 0 | 0 | 0 | 0 | 0 | 0 | 0 | 0 | 0.3 | 0 |  |  | 0 | 0%
358 | [15 empty] | 0 | [7 empty] | 0% | 0 | 0 | 0 | 0 | 0 | CLT | [8 empty] | 0 |  |  | 0% | 0 | 0 | 0 | 0 | 0 |  | 0 | 0 | 0 | 0 | 0 | 0 | 0 | 0 | 0.3 | 0 |  |  | 0 | 0%
359 | [15 empty] | 0 | [7 empty] | 0% | 0 | 0 | 0 | 0 | 0 | CLT | [8 empty] | 0 |  |  | 0% | 0 | 0 | 0 | 0 | 0 |  | 0 | 0 | 0 | 0 | 0 | 0 | 0 | 0 | 0.3 | 0 |  |  | 0 | 0%
360 | [15 empty] | 0 | [7 empty] | 0% | 0 | 0 | 0 | 0 | 0 | CLT | [8 empty] | 0 |  |  | 0% | 0 | 0 | 0 | 0 | 0 |  | 0 | 0 | 0 | 0 | 0 | 0 | 0 | 0 | 0.3 | 0 |  |  | 0 | 0%
361 | [15 empty] | 0 | [7 empty] | 0% | 0 | 0 | 0 | 0 | 0 | CLT | [8 empty] | 0 |  |  | 0% | 0 | 0 | 0 | 0 | 0 |  | 0 | 0 | 0 | 0 | 0 | 0 | 0 | 0 | 0.3 | 0 |  |  | 0 | 0%
362 | [15 empty] | 0 | [7 empty] | 0% | 0 | 0 | 0 | 0 | 0 | CLT | [8 empty] | 0 |  |  | 0% | 0 | 0 | 0 | 0 | 0 |  | 0 | 0 | 0 | 0 | 0 | 0 | 0 | 0 | 0.3 | 0 |  |  | 0 | 0%
363 | [15 empty] | 0 | [7 empty] | 0% | 0 | 0 | 0 | 0 | 0 | CLT | [8 empty] | 0 |  |  | 0% | 0 | 0 | 0 | 0 | 0 |  | 0 | 0 | 0 | 0 | 0 | 0 | 0 | 0 | 0.3 | 0 |  |  | 0 | 0%
364 | [15 empty] | 0 | [7 empty] | 0% | 0 | 0 | 0 | 0 | 0 | CLT | [8 empty] | 0 |  |  | 0% | 0 | 0 | 0 | 0 | 0 |  | 0 | 0 | 0 | 0 | 0 | 0 | 0 | 0 | 0.3 | 0 |  |  | 0 | 0%
365 | [15 empty] | 0 | [7 empty] | 0% | 0 | 0 | 0 | 0 | 0 | CLT | [8 empty] | 0 |  |  | 0% | 0 | 0 | 0 | 0 | 0 |  | 0 | 0 | 0 | 0 | 0 | 0 | 0 | 0 | 0.3 | 0 |  |  | 0 | 0%
366 | [15 empty] | 0 | [7 empty] | 0% | 0 | 0 | 0 | 0 | 0 | CLT | [8 empty] | 0 |  |  | 0% | 0 | 0 | 0 | 0 | 0 |  | 0 | 0 | 0 | 0 | 0 | 0 | 0 | 0 | 0.3 | 0 |  |  | 0 | 0%
367 | [15 empty] | 0 | [7 empty] | 0% | 0 | 0 | 0 | 0 | 0 | CLT | [8 empty] | 0 |  |  | 0% | 0 | 0 | 0 | 0 | 0 |  | 0 | 0 | 0 | 0 | 0 | 0 | 0 | 0 | 0.3 | 0 |  |  | 0 | 0%
368 | [15 empty] | 0 | [7 empty] | 0% | 0 | 0 | 0 | 0 | 0 | CLT | [8 empty] | 0 |  |  | 0% | 0 | 0 | 0 | 0 | 0 |  | 0 | 0 | 0 | 0 | 0 | 0 | 0 | 0 | 0.3 | 0 |  |  | 0 | 0%
369 | [15 empty] | 0 | [7 empty] | 0% | 0 | 0 | 0 | 0 | 0 | CLT | [8 empty] | 0 |  |  | 0% | 0 | 0 | 0 | 0 | 0 |  | 0 | 0 | 0 | 0 | 0 | 0 | 0 | 0 | 0.3 | 0 |  |  | 0 | 0%
370 | [15 empty] | 0 | [7 empty] | 0% | 0 | 0 | 0 | 0 | 0 | CLT | [8 empty] | 0 |  |  | 0% | 0 | 0 | 0 | 0 | 0 |  | 0 | 0 | 0 | 0 | 0 | 0 | 0 | 0 | 0.3 | 0 |  |  | 0 | 0%
371 | [15 empty] | 0 | [7 empty] | 0% | 0 | 0 | 0 | 0 | 0 | CLT | [8 empty] | 0 |  |  | 0% | 0 | 0 | 0 | 0 | 0 |  | 0 | 0 | 0 | 0 | 0 | 0 | 0 | 0 | 0.3 | 0 |  |  | 0 | 0%
372 | [15 empty] | 0 | [7 empty] | 0% | 0 | 0 | 0 | 0 | 0 | CLT | [8 empty] | 0 |  |  | 0% | 0 | 0 | 0 | 0 | 0 |  | 0 | 0 | 0 | 0 | 0 | 0 | 0 | 0 | 0.3 | 0 |  |  | 0 | 0%
373 | [15 empty] | 0 | [7 empty] | 0% | 0 | 0 | 0 | 0 | 0 | CLT | [8 empty] | 0 |  |  | 0% | 0 | 0 | 0 | 0 | 0 |  | 0 | 0 | 0 | 0 | 0 | 0 | 0 | 0 | 0.3 | 0 |  |  | 0 | 0%
374 | [15 empty] | 0 | [7 empty] | 0% | 0 | 0 | 0 | 0 | 0 | CLT | [8 empty] | 0 |  |  | 0% | 0 | 0 | 0 | 0 | 0 |  | 0 | 0 | 0 | 0 | 0 | 0 | 0 | 0 | 0.3 | 0 |  |  | 0 | 0%
375 | [15 empty] | 0 | [7 empty] | 0% | 0 | 0 | 0 | 0 | 0 | CLT | [8 empty] | 0 |  |  | 0% | 0 | 0 | 0 | 0 | 0 |  | 0 | 0 | 0 | 0 | 0 | 0 | 0 | 0 | 0.3 | 0 |  |  | 0 | 0%
376 | [15 empty] | 0 | [7 empty] | 0% | 0 | 0 | 0 | 0 | 0 | CLT | [8 empty] | 0 |  |  | 0% | 0 | 0 | 0 | 0 | 0 |  | 0 | 0 | 0 | 0 | 0 | 0 | 0 | 0 | 0.3 | 0 |  |  | 0 | 0%
377 | [15 empty] | 0 | [7 empty] | 0% | 0 | 0 | 0 | 0 | 0 | CLT | [8 empty] | 0 |  |  | 0% | 0 | 0 | 0 | 0 | 0 |  | 0 | 0 | 0 | 0 | 0 | 0 | 0 | 0 | 0.3 | 0 |  |  | 0 | 0%
378 | [15 empty] | 0 | [7 empty] | 0% | 0 | 0 | 0 | 0 | 0 | CLT | [8 empty] | 0 |  |  | 0% | 0 | 0 | 0 | 0 | 0 |  | 0 | 0 | 0 | 0 | 0 | 0 | 0 | 0 | 0.3 | 0 |  |  | 0 | 0%
379 | [15 empty] | 0 | [7 empty] | 0% | 0 | 0 | 0 | 0 | 0 | CLT | [8 empty] | 0 |  |  | 0% | 0 | 0 | 0 | 0 | 0 |  | 0 | 0 | 0 | 0 | 0 | 0 | 0 | 0 | 0.3 | 0 |  |  | 0 | 0%
380 | [15 empty] | 0 | [7 empty] | 0% | 0 | 0 | 0 | 0 | 0 | CLT | [8 empty] | 0 |  |  | 0% | 0 | 0 | 0 | 0 | 0 |  | 0 | 0 | 0 | 0 | 0 | 0 | 0 | 0 | 0.3 | 0 |  |  | 0 | 0%
381 | [15 empty] | 0 | [7 empty] | 0% | 0 | 0 | 0 | 0 | 0 | CLT | [8 empty] | 0 |  |  | 0% | 0 | 0 | 0 | 0 | 0 |  | 0 | 0 | 0 | 0 | 0 | 0 | 0 | 0 | 0.3 | 0 |  |  | 0 | 0%
382 | [15 empty] | 0 | [7 empty] | 0% | 0 | 0 | 0 | 0 | 0 | CLT | [8 empty] | 0 |  |  | 0% | 0 | 0 | 0 | 0 | 0 |  | 0 | 0 | 0 | 0 | 0 | 0 | 0 | 0 | 0.3 | 0 |  |  | 0 | 0%
383 | [15 empty] | 0 | [7 empty] | 0% | 0 | 0 | 0 | 0 | 0 | CLT | [8 empty] | 0 |  |  | 0% | 0 | 0 | 0 | 0 | 0 |  | 0 | 0 | 0 | 0 | 0 | 0 | 0 | 0 | 0.3 | 0 |  |  | 0 | 0%
384 | [15 empty] | 0 | [7 empty] | 0% | 0 | 0 | 0 | 0 | 0 | CLT | [8 empty] | 0 |  |  | 0% | 0 | 0 | 0 | 0 | 0 |  | 0 | 0 | 0 | 0 | 0 | 0 | 0 | 0 | 0.3 | 0 |  |  | 0 | 0%
385 | [15 empty] | 0 | [7 empty] | 0% | 0 | 0 | 0 | 0 | 0 | CLT | [8 empty] | 0 |  |  | 0% | 0 | 0 | 0 | 0 | 0 |  | 0 | 0 | 0 | 0 | 0 | 0 | 0 | 0 | 0.3 | 0 |  |  | 0 | 0%
386 | [15 empty] | 0 | [7 empty] | 0% | 0 | 0 | 0 | 0 | 0 | CLT | [8 empty] | 0 |  |  | 0% | 0 | 0 | 0 | 0 | 0 |  | 0 | 0 | 0 | 0 | 0 | 0 | 0 | 0 | 0.3 | 0 |  |  | 0 | 0%
387 | [15 empty] | 0 | [7 empty] | 0% | 0 | 0 | 0 | 0 | 0 | CLT | [8 empty] | 0 |  |  | 0% | 0 | 0 | 0 | 0 | 0 |  | 0 | 0 | 0 | 0 | 0 | 0 | 0 | 0 | 0.3 | 0 |  |  | 0 | 0%
388 | [15 empty] | 0 | [7 empty] | 0% | 0 | 0 | 0 | 0 | 0 | CLT | [8 empty] | 0 |  |  | 0% | 0 | 0 | 0 | 0 | 0 |  | 0 | 0 | 0 | 0 | 0 | 0 | 0 | 0 | 0.3 | 0 |  |  | 0 | 0%
389 | [15 empty] | 0 | [7 empty] | 0% | 0 | 0 | 0 | 0 | 0 | CLT | [8 empty] | 0 |  |  | 0% | 0 | 0 | 0 | 0 | 0 |  | 0 | 0 | 0 | 0 | 0 | 0 | 0 | 0 | 0.3 | 0 |  |  | 0 | 0%
390 | [15 empty] | 0 | [7 empty] | 0% | 0 | 0 | 0 | 0 | 0 | CLT | [8 empty] | 0 |  |  | 0% | 0 | 0 | 0 | 0 | 0 |  | 0 | 0 | 0 | 0 | 0 | 0 | 0 | 0 | 0.3 | 0 |  |  | 0 | 0%
391 | [15 empty] | 0 | [7 empty] | 0% | 0 | 0 | 0 | 0 | 0 | CLT | [8 empty] | 0 |  |  | 0% | 0 | 0 | 0 | 0 | 0 |  | 0 | 0 | 0 | 0 | 0 | 0 | 0 | 0 | 0.3 | 0 |  |  | 0 | 0%
392 | [15 empty] | 0 | [7 empty] | 0% | 0 | 0 | 0 | 0 | 0 | CLT | [8 empty] | 0 |  |  | 0% | 0 | 0 | 0 | 0 | 0 |  | 0 | 0 | 0 | 0 | 0 | 0 | 0 | 0 | 0.3 | 0 |  |  | 0 | 0%
393 | [15 empty] | 0 | [7 empty] | 0% | 0 | 0 | 0 | 0 | 0 | CLT | [8 empty] | 0 |  |  | 0% | 0 | 0 | 0 | 0 | 0 |  | 0 | 0 | 0 | 0 | 0 | 0 | 0 | 0 | 0.3 | 0 |  |  | 0 | 0%
394 | [15 empty] | 0 | [7 empty] | 0% | 0 | 0 | 0 | 0 | 0 | CLT | [8 empty] | 0 |  |  | 0% | 0 | 0 | 0 | 0 | 0 |  | 0 | 0 | 0 | 0 | 0 | 0 | 0 | 0 | 0.3 | 0 |  |  | 0 | 0%
395 | [15 empty] | 0 | [7 empty] | 0% | 0 | 0 | 0 | 0 | 0 | CLT | [8 empty] | 0 |  |  | 0% | 0 | 0 | 0 | 0 | 0 |  | 0 | 0 | 0 | 0 | 0 | 0 | 0 | 0 | 0.3 | 0 |  |  | 0 | 0%
396 | [15 empty] | 0 | [7 empty] | 0% | 0 | 0 | 0 | 0 | 0 | CLT | [8 empty] | 0 |  |  | 0% | 0 | 0 | 0 | 0 | 0 |  | 0 | 0 | 0 | 0 | 0 | 0 | 0 | 0 | 0.3 | 0 |  |  | 0 | 0%
397 | [15 empty] | 0 | [7 empty] | 0% | 0 | 0 | 0 | 0 | 0 | CLT | [8 empty] | 0 |  |  | 0% | 0 | 0 | 0 | 0 | 0 |  | 0 | 0 | 0 | 0 | 0 | 0 | 0 | 0 | 0.3 | 0 |  |  | 0 | 0%
398 | [15 empty] | 0 | [7 empty] | 0% | 0 | 0 | 0 | 0 | 0 | CLT | [8 empty] | 0 |  |  | 0% | 0 | 0 | 0 | 0 | 0 |  | 0 | 0 | 0 | 0 | 0 | 0 | 0 | 0 | 0.3 | 0 |  |  | 0 | 0%
399 | [15 empty] | 0 | [7 empty] | 0% | 0 | 0 | 0 | 0 | 0 | CLT | [8 empty] | 0 |  |  | 0% | 0 | 0 | 0 | 0 | 0 |  | 0 | 0 | 0 | 0 | 0 | 0 | 0 | 0 | 0.3 | 0 |  |  | 0 | 0%
400 | [15 empty] | 0 | [7 empty] | 0% | 0 | 0 | 0 | 0 | 0 | CLT | [8 empty] | 0 |  |  | 0% | 0 | 0 | 0 | 0 | 0 |  | 0 | 0 | 0 | 0 | 0 | 0 | 0 | 0 | 0.3 | 0 |  |  | 0 | 0%
401 | [15 empty] | 0 | [7 empty] | 0% | 0 | 0 | 0 | 0 | 0 | CLT | [8 empty] | 0 |  |  | 0% | 0 | 0 | 0 | 0 | 0 |  | 0 | 0 | 0 | 0 | 0 | 0 | 0 | 0 | 0.3 | 0 |  |  | 0 | 0%
402 | [15 empty] | 0 | [7 empty] | 0% | 0 | 0 | 0 | 0 | 0 | CLT | [8 empty] | 0 |  |  | 0% | 0 | 0 | 0 | 0 | 0 |  | 0 | 0 | 0 | 0 | 0 | 0 | 0 | 0 | 0.3 | 0 |  |  | 0 | 0%
403 | [15 empty] | 0 | [7 empty] | 0% | 0 | 0 | 0 | 0 | 0 | CLT | [8 empty] | 0 |  |  | 0% | 0 | 0 | 0 | 0 | 0 |  | 0 | 0 | 0 | 0 | 0 | 0 | 0 | 0 | 0.3 | 0 |  |  | 0 | 0%
404 | [15 empty] | 0 | [7 empty] | 0% | 0 | 0 | 0 | 0 | 0 | CLT | [8 empty] | 0 |  |  | 0% | 0 | 0 | 0 | 0 | 0 |  | 0 | 0 | 0 | 0 | 0 | 0 | 0 | 0 | 0.3 | 0 |  |  | 0 | 0%
405 | [15 empty] | 0 | [7 empty] | 0% | 0 | 0 | 0 | 0 | 0 | CLT | [8 empty] | 0 |  |  | 0% | 0 | 0 | 0 | 0 | 0 |  | 0 | 0 | 0 | 0 | 0 | 0 | 0 | 0 | 0.3 | 0 |  |  | 0 | 0%
406 | [15 empty] | 0 | [7 empty] | 0% | 0 | 0 | 0 | 0 | 0 | CLT | [8 empty] | 0 |  |  | 0% | 0 | 0 | 0 | 0 | 0 |  | 0 | 0 | 0 | 0 | 0 | 0 | 0 | 0 | 0.3 | 0 |  |  | 0 | 0%
407 | [15 empty] | 0 | [7 empty] | 0% | 0 | 0 | 0 | 0 | 0 | CLT | [8 empty] | 0 |  |  | 0% | 0 | 0 | 0 | 0 | 0 |  | 0 | 0 | 0 | 0 | 0 | 0 | 0 | 0 | 0.3 | 0 |  |  | 0 | 0%
408 | [15 empty] | 0 | [7 empty] | 0% | 0 | 0 | 0 | 0 | 0 | CLT | [8 empty] | 0 |  |  | 0% | 0 | 0 | 0 | 0 | 0 |  | 0 | 0 | 0 | 0 | 0 | 0 | 0 | 0 | 0.3 | 0 |  |  | 0 | 0%
409 | [15 empty] | 0 | [7 empty] | 0% | 0 | 0 | 0 | 0 | 0 | CLT | [8 empty] | 0 |  |  | 0% | 0 | 0 | 0 | 0 | 0 |  | 0 | 0 | 0 | 0 | 0 | 0 | 0 | 0 | 0.3 | 0 |  |  | 0 | 0%
410 | [15 empty] | 0 | [7 empty] | 0% | 0 | 0 | 0 | 0 | 0 | CLT | [8 empty] | 0 |  |  | 0% | 0 | 0 | 0 | 0 | 0 |  | 0 | 0 | 0 | 0 | 0 | 0 | 0 | 0 | 0.3 | 0 |  |  | 0 | 0%
411 | [15 empty] | 0 | [7 empty] | 0% | 0 | 0 | 0 | 0 | 0 | CLT | [8 empty] | 0 |  |  | 0% | 0 | 0 | 0 | 0 | 0 |  | 0 | 0 | 0 | 0 | 0 | 0 | 0 | 0 | 0.3 | 0 |  |  | 0 | 0%
412 | [15 empty] | 0 | [7 empty] | 0% | 0 | 0 | 0 | 0 | 0 | CLT | [8 empty] | 0 |  |  | 0% | 0 | 0 | 0 | 0 | 0 |  | 0 | 0 | 0 | 0 | 0 | 0 | 0 | 0 | 0.3 | 0 |  |  | 0 | 0%
413 | [15 empty] | 0 | [7 empty] | 0% | 0 | 0 | 0 | 0 | 0 | CLT | [8 empty] | 0 |  |  | 0% | 0 | 0 | 0 | 0 | 0 |  | 0 | 0 | 0 | 0 | 0 | 0 | 0 | 0 | 0.3 | 0 |  |  | 0 | 0%
414 | [15 empty] | 0 | [7 empty] | 0% | 0 | 0 | 0 | 0 | 0 | CLT | [8 empty] | 0 |  |  | 0% | 0 | 0 | 0 | 0 | 0 |  | 0 | 0 | 0 | 0 | 0 | 0 | 0 | 0 | 0.3 | 0 |  |  | 0 | 0%
415 | [15 empty] | 0 | [7 empty] | 0% | 0 | 0 | 0 | 0 | 0 | CLT | [8 empty] | 0 |  |  | 0% | 0 | 0 | 0 | 0 | 0 |  | 0 | 0 | 0 | 0 | 0 | 0 | 0 | 0 | 0.3 | 0 |  |  | 0 | 0%
416 | [15 empty] | 0 | [7 empty] | 0% | 0 | 0 | 0 | 0 | 0 | CLT | [8 empty] | 0 |  |  | 0% | 0 | 0 | 0 | 0 | 0 |  | 0 | 0 | 0 | 0 | 0 | 0 | 0 | 0 | 0.3 | 0 |  |  | 0 | 0%
417 | [15 empty] | 0 | [7 empty] | 0% | 0 | 0 | 0 | 0 | 0 | CLT | [8 empty] | 0 |  |  | 0% | 0 | 0 | 0 | 0 | 0 |  | 0 | 0 | 0 | 0 | 0 | 0 | 0 | 0 | 0.3 | 0 |  |  | 0 | 0%
418 | [15 empty] | 0 | [7 empty] | 0% | 0 | 0 | 0 | 0 | 0 | CLT | [8 empty] | 0 |  |  | 0% | 0 | 0 | 0 | 0 | 0 |  | 0 | 0 | 0 | 0 | 0 | 0 | 0 | 0 | 0.3 | 0 |  |  | 0 | 0%
419 | [15 empty] | 0 | [7 empty] | 0% | 0 | 0 | 0 | 0 | 0 | CLT | [8 empty] | 0 |  |  | 0% | 0 | 0 | 0 | 0 | 0 |  | 0 | 0 | 0 | 0 | 0 | 0 | 0 | 0 | 0.3 | 0 |  |  | 0 | 0%
420 | [15 empty] | 0 | [7 empty] | 0% | 0 | 0 | 0 | 0 | 0 | CLT | [8 empty] | 0 |  |  | 0% | 0 | 0 | 0 | 0 | 0 |  | 0 | 0 | 0 | 0 | 0 | 0 | 0 | 0 | 0.3 | 0 |  |  | 0 | 0%
421 | [15 empty] | 0 | [7 empty] | 0% | 0 | 0 | 0 | 0 | 0 | CLT | [8 empty] | 0 |  |  | 0% | 0 | 0 | 0 | 0 | 0 |  | 0 | 0 | 0 | 0 | 0 | 0 | 0 | 0 | 0.3 | 0 |  |  | 0 | 0%
422 | [15 empty] | 0 | [7 empty] | 0% | 0 | 0 | 0 | 0 | 0 | CLT | [8 empty] | 0 |  |  | 0% | 0 | 0 | 0 | 0 | 0 |  | 0 | 0 | 0 | 0 | 0 | 0 | 0 | 0 | 0.3 | 0 |  |  | 0 | 0%
423 | [15 empty] | 0 | [7 empty] | 0% | 0 | 0 | 0 | 0 | 0 | CLT | [8 empty] | 0 |  |  | 0% | 0 | 0 | 0 | 0 | 0 |  | 0 | 0 | 0 | 0 | 0 | 0 | 0 | 0 | 0.3 | 0 |  |  | 0 | 0%
424 | [15 empty] | 0 | [7 empty] | 0% | 0 | 0 | 0 | 0 | 0 | CLT | [8 empty] | 0 |  |  | 0% | 0 | 0 | 0 | 0 | 0 |  | 0 | 0 | 0 | 0 | 0 | 0 | 0 | 0 | 0.3 | 0 |  |  | 0 | 0%
425 | [15 empty] | 0 | [7 empty] | 0% | 0 | 0 | 0 | 0 | 0 | CLT | [8 empty] | 0 |  |  | 0% | 0 | 0 | 0 | 0 | 0 |  | 0 | 0 | 0 | 0 | 0 | 0 | 0 | 0 | 0.3 | 0 |  |  | 0 | 0%
426 | [15 empty] | 0 | [7 empty] | 0% | 0 | 0 | 0 | 0 | 0 | CLT | [8 empty] | 0 |  |  | 0% | 0 | 0 | 0 | 0 | 0 |  | 0 | 0 | 0 | 0 | 0 | 0 | 0 | 0 | 0.3 | 0 |  |  | 0 | 0%
427 | [15 empty] | 0 | [7 empty] | 0% | 0 | 0 | 0 | 0 | 0 | CLT | [8 empty] | 0 |  |  | 0% | 0 | 0 | 0 | 0 | 0 |  | 0 | 0 | 0 | 0 | 0 | 0 | 0 | 0 | 0.3 | 0 |  |  | 0 | 0%
428 | [15 empty] | 0 | [7 empty] | 0% | 0 | 0 | 0 | 0 | 0 | CLT | [8 empty] | 0 |  |  | 0% | 0 | 0 | 0 | 0 | 0 |  | 0 | 0 | 0 | 0 | 0 | 0 | 0 | 0 | 0.3 | 0 |  |  | 0 | 0%
429 | [15 empty] | 0 | [7 empty] | 0% | 0 | 0 | 0 | 0 | 0 | CLT | [8 empty] | 0 |  |  | 0% | 0 | 0 | 0 | 0 | 0 |  | 0 | 0 | 0 | 0 | 0 | 0 | 0 | 0 | 0.3 | 0 |  |  | 0 | 0%
430 | [15 empty] | 0 | [7 empty] | 0% | 0 | 0 | 0 | 0 | 0 | CLT | [8 empty] | 0 |  |  | 0% | 0 | 0 | 0 | 0 | 0 |  | 0 | 0 | 0 | 0 | 0 | 0 | 0 | 0 | 0.3 | 0 |  |  | 0 | 0%
431 | [15 empty] | 0 | [7 empty] | 0% | 0 | 0 | 0 | 0 | 0 | CLT | [8 empty] | 0 |  |  | 0% | 0 | 0 | 0 | 0 | 0 |  | 0 | 0 | 0 | 0 | 0 | 0 | 0 | 0 | 0.3 | 0 |  |  | 0 | 0%
432 | [15 empty] | 0 | [7 empty] | 0% | 0 | 0 | 0 | 0 | 0 | CLT | [8 empty] | 0 |  |  | 0% | 0 | 0 | 0 | 0 | 0 |  | 0 | 0 | 0 | 0 | 0 | 0 | 0 | 0 | 0.3 | 0 |  |  | 0 | 0%
433 | [15 empty] | 0 | [7 empty] | 0% | 0 | 0 | 0 | 0 | 0 | CLT | [8 empty] | 0 |  |  | 0% | 0 | 0 | 0 | 0 | 0 |  | 0 | 0 | 0 | 0 | 0 | 0 | 0 | 0 | 0.3 | 0 |  |  | 0 | 0%
434 | [15 empty] | 0 | [7 empty] | 0% | 0 | 0 | 0 | 0 | 0 | CLT | [8 empty] | 0 |  |  | 0% | 0 | 0 | 0 | 0 | 0 |  | 0 | 0 | 0 | 0 | 0 | 0 | 0 | 0 | 0.3 | 0 |  |  | 0 | 0%
435 | [15 empty] | 0 | [7 empty] | 0% | 0 | 0 | 0 | 0 | 0 | CLT | [8 empty] | 0 |  |  | 0% | 0 | 0 | 0 | 0 | 0 |  | 0 | 0 | 0 | 0 | 0 | 0 | 0 | 0 | 0.3 | 0 |  |  | 0 | 0%
436 | [15 empty] | 0 | [7 empty] | 0% | 0 | 0 | 0 | 0 | 0 | CLT | [8 empty] | 0 |  |  | 0% | 0 | 0 | 0 | 0 | 0 |  | 0 | 0 | 0 | 0 | 0 | 0 | 0 | 0 | 0.3 | 0 |  |  | 0 | 0%
437 | [15 empty] | 0 | [7 empty] | 0% | 0 | 0 | 0 | 0 | 0 | CLT | [8 empty] | 0 |  |  | 0% | 0 | 0 | 0 | 0 | 0 |  | 0 | 0 | 0 | 0 | 0 | 0 | 0 | 0 | 0.3 | 0 |  |  | 0 | 0%
438 | [15 empty] | 0 | [7 empty] | 0% | 0 | 0 | 0 | 0 | 0 | CLT | [8 empty] | 0 |  |  | 0% | 0 | 0 | 0 | 0 | 0 |  | 0 | 0 | 0 | 0 | 0 | 0 | 0 | 0 | 0.3 | 0 |  |  | 0 | 0%
439 | [15 empty] | 0 | [7 empty] | 0% | 0 | 0 | 0 | 0 | 0 | CLT | [8 empty] | 0 |  |  | 0% | 0 | 0 | 0 | 0 | 0 |  | 0 | 0 | 0 | 0 | 0 | 0 | 0 | 0 | 0.3 | 0 |  |  | 0 | 0%
440 | [15 empty] | 0 | [7 empty] | 0% | 0 | 0 | 0 | 0 | 0 | CLT | [8 empty] | 0 |  |  | 0% | 0 | 0 | 0 | 0 | 0 |  | 0 | 0 | 0 | 0 | 0 | 0 | 0 | 0 | 0.3 | 0 |  |  | 0 | 0%
441 | [15 empty] | 0 | [7 empty] | 0% | 0 | 0 | 0 | 0 | 0 | CLT | [8 empty] | 0 |  |  | 0% | 0 | 0 | 0 | 0 | 0 |  | 0 | 0 | 0 | 0 | 0 | 0 | 0 | 0 | 0.3 | 0 |  |  | 0 | 0%
442 | [15 empty] | 0 | [7 empty] | 0% | 0 | 0 | 0 | 0 | 0 | CLT | [8 empty] | 0 |  |  | 0% | 0 | 0 | 0 | 0 | 0 |  | 0 | 0 | 0 | 0 | 0 | 0 | 0 | 0 | 0.3 | 0 |  |  | 0 | 0%
443 | [15 empty] | 0 | [7 empty] | 0% | 0 | 0 | 0 | 0 | 0 | CLT | [8 empty] | 0 |  |  | 0% | 0 | 0 | 0 | 0 | 0 |  | 0 | 0 | 0 | 0 | 0 | 0 | 0 | 0 | 0.3 | 0 |  |  | 0 | 0%
444 | [15 empty] | 0 | [7 empty] | 0% | 0 | 0 | 0 | 0 | 0 | CLT | [8 empty] | 0 |  |  | 0% | 0 | 0 | 0 | 0 | 0 |  | 0 | 0 | 0 | 0 | 0 | 0 | 0 | 0 | 0.3 | 0 |  |  | 0 | 0%
445 | [15 empty] | 0 | [7 empty] | 0% | 0 | 0 | 0 | 0 | 0 | CLT | [8 empty] | 0 |  |  | 0% | 0 | 0 | 0 | 0 | 0 |  | 0 | 0 | 0 | 0 | 0 | 0 | 0 | 0 | 0.3 | 0 |  |  | 0 | 0%
446 | [15 empty] | 0 | [7 empty] | 0% | 0 | 0 | 0 | 0 | 0 | CLT | [8 empty] | 0 |  |  | 0% | 0 | 0 | 0 | 0 | 0 |  | 0 | 0 | 0 | 0 | 0 | 0 | 0 | 0 | 0.3 | 0 |  |  | 0 | 0%
447 | [15 empty] | 0 | [7 empty] | 0% | 0 | 0 | 0 | 0 | 0 | CLT | [8 empty] | 0 |  |  | 0% | 0 | 0 | 0 | 0 | 0 |  | 0 | 0 | 0 | 0 | 0 | 0 | 0 | 0 | 0.3 | 0 |  |  | 0 | 0%
448 | [15 empty] | 0 | [7 empty] | 0% | 0 | 0 | 0 | 0 | 0 | CLT | [8 empty] | 0 |  |  | 0% | 0 | 0 | 0 | 0 | 0 |  | 0 | 0 | 0 | 0 | 0 | 0 | 0 | 0 | 0.3 | 0 |  |  | 0 | 0%
449 | [15 empty] | 0 | [7 empty] | 0% | 0 | 0 | 0 | 0 | 0 | CLT | [8 empty] | 0 |  |  | 0% | 0 | 0 | 0 | 0 | 0 |  | 0 | 0 | 0 | 0 | 0 | 0 | 0 | 0 | 0.3 | 0 |  |  | 0 | 0%
450 | [15 empty] | 0 | [7 empty] | 0% | 0 | 0 | 0 | 0 | 0 | CLT | [8 empty] | 0 |  |  | 0% | 0 | 0 | 0 | 0 | 0 |  | 0 | 0 | 0 | 0 | 0 | 0 | 0 | 0 | 0.3 | 0 |  |  | 0 | 0%
451 | [15 empty] | 0 | [7 empty] | 0% | 0 | 0 | 0 | 0 | 0 | CLT | [8 empty] | 0 |  |  | 0% | 0 | 0 | 0 | 0 | 0 |  | 0 | 0 | 0 | 0 | 0 | 0 | 0 | 0 | 0.3 | 0 |  |  | 0 | 0%
452 | [15 empty] | 0 | [7 empty] | 0% | 0 | 0 | 0 | 0 | 0 | CLT | [8 empty] | 0 |  |  | 0% | 0 | 0 | 0 | 0 | 0 |  | 0 | 0 | 0 | 0 | 0 | 0 | 0 | 0 | 0.3 | 0 |  |  | 0 | 0%
453 | [15 empty] | 0 | [7 empty] | 0% | 0 | 0 | 0 | 0 | 0 | CLT | [8 empty] | 0 |  |  | 0% | 0 | 0 | 0 | 0 | 0 |  | 0 | 0 | 0 | 0 | 0 | 0 | 0 | 0 | 0.3 | 0 |  |  | 0 | 0%
454 | [15 empty] | 0 | [7 empty] | 0% | 0 | 0 | 0 | 0 | 0 | CLT | [8 empty] | 0 |  |  | 0% | 0 | 0 | 0 | 0 | 0 |  | 0 | 0 | 0 | 0 | 0 | 0 | 0 | 0 | 0.3 | 0 |  |  | 0 | 0%
455 | [15 empty] | 0 | [7 empty] | 0% | 0 | 0 | 0 | 0 | 0 | CLT | [8 empty] | 0 |  |  | 0% | 0 | 0 | 0 | 0 | 0 |  | 0 | 0 | 0 | 0 | 0 | 0 | 0 | 0 | 0.3 | 0 |  |  | 0 | 0%
456 | [15 empty] | 0 | [7 empty] | 0% | 0 | 0 | 0 | 0 | 0 | CLT | [8 empty] | 0 |  |  | 0% | 0 | 0 | 0 | 0 | 0 |  | 0 | 0 | 0 | 0 | 0 | 0 | 0 | 0 | 0.3 | 0 |  |  | 0 | 0%
457 | [15 empty] | 0 | [7 empty] | 0% | 0 | 0 | 0 | 0 | 0 | CLT | [8 empty] | 0 |  |  | 0% | 0 | 0 | 0 | 0 | 0 |  | 0 | 0 | 0 | 0 | 0 | 0 | 0 | 0 | 0.3 | 0 |  |  | 0 | 0%
458 | [15 empty] | 0 | [7 empty] | 0% | 0 | 0 | 0 | 0 | 0 | CLT | [8 empty] | 0 |  |  | 0% | 0 | 0 | 0 | 0 | 0 |  | 0 | 0 | 0 | 0 | 0 | 0 | 0 | 0 | 0.3 | 0 |  |  | 0 | 0%
459 | [15 empty] | 0 | [7 empty] | 0% | 0 | 0 | 0 | 0 | 0 | CLT | [8 empty] | 0 |  |  | 0% | 0 | 0 | 0 | 0 | 0 |  | 0 | 0 | 0 | 0 | 0 | 0 | 0 | 0 | 0.3 | 0 |  |  | 0 | 0%
460 | [15 empty] | 0 | [7 empty] | 0% | 0 | 0 | 0 | 0 | 0 | CLT | [8 empty] | 0 |  |  | 0% | 0 | 0 | 0 | 0 | 0 |  | 0 | 0 | 0 | 0 | 0 | 0 | 0 | 0 | 0.3 | 0 |  |  | 0 | 0%
461 | [15 empty] | 0 | [7 empty] | 0% | 0 | 0 | 0 | 0 | 0 | CLT | [8 empty] | 0 |  |  | 0% | 0 | 0 | 0 | 0 | 0 |  | 0 | 0 | 0 | 0 | 0 | 0 | 0 | 0 | 0.3 | 0 |  |  | 0 | 0%
462 | [15 empty] | 0 | [7 empty] | 0% | 0 | 0 | 0 | 0 | 0 | CLT | [8 empty] | 0 |  |  | 0% | 0 | 0 | 0 | 0 | 0 |  | 0 | 0 | 0 | 0 | 0 | 0 | 0 | 0 | 0.3 | 0 |  |  | 0 | 0%
463 | [15 empty] | 0 | [7 empty] | 0% | 0 | 0 | 0 | 0 | 0 | CLT | [8 empty] | 0 |  |  | 0% | 0 | 0 | 0 | 0 | 0 |  | 0 | 0 | 0 | 0 | 0 | 0 | 0 | 0 | 0.3 | 0 |  |  | 0 | 0%
464 | [15 empty] | 0 | [7 empty] | 0% | 0 | 0 | 0 | 0 | 0 | CLT | [8 empty] | 0 |  |  | 0% | 0 | 0 | 0 | 0 | 0 |  | 0 | 0 | 0 | 0 | 0 | 0 | 0 | 0 | 0.3 | 0 |  |  | 0 | 0%
465 | [15 empty] | 0 | [7 empty] | 0% | 0 | 0 | 0 | 0 | 0 | CLT | [8 empty] | 0 |  |  | 0% | 0 | 0 | 0 | 0 | 0 |  | 0 | 0 | 0 | 0 | 0 | 0 | 0 | 0 | 0.3 | 0 |  |  | 0 | 0%
466 | [15 empty] | 0 | [7 empty] | 0% | 0 | 0 | 0 | 0 | 0 | CLT | [8 empty] | 0 |  |  | 0% | 0 | 0 | 0 | 0 | 0 |  | 0 | 0 | 0 | 0 | 0 | 0 | 0 | 0 | 0.3 | 0 |  |  | 0 | 0%
467 | [15 empty] | 0 | [7 empty] | 0% | 0 | 0 | 0 | 0 | 0 | CLT | [8 empty] | 0 |  |  | 0% | 0 | 0 | 0 | 0 | 0 |  | 0 | 0 | 0 | 0 | 0 | 0 | 0 | 0 | 0.3 | 0 |  |  | 0 | 0%
468 | [15 empty] | 0 | [7 empty] | 0% | 0 | 0 | 0 | 0 | 0 | CLT | [8 empty] | 0 |  |  | 0% | 0 | 0 | 0 | 0 | 0 |  | 0 | 0 | 0 | 0 | 0 | 0 | 0 | 0 | 0.3 | 0 |  |  | 0 | 0%
469 | [15 empty] | 0 | [7 empty] | 0% | 0 | 0 | 0 | 0 | 0 | CLT | [8 empty] | 0 |  |  | 0% | 0 | 0 | 0 | 0 | 0 |  | 0 | 0 | 0 | 0 | 0 | 0 | 0 | 0 | 0.3 | 0 |  |  | 0 | 0%
470 | [15 empty] | 0 | [7 empty] | 0% | 0 | 0 | 0 | 0 | 0 | CLT | [8 empty] | 0 |  |  | 0% | 0 | 0 | 0 | 0 | 0 |  | 0 | 0 | 0 | 0 | 0 | 0 | 0 | 0 | 0.3 | 0 |  |  | 0 | 0%
471 | [15 empty] | 0 | [7 empty] | 0% | 0 | 0 | 0 | 0 | 0 | CLT | [8 empty] | 0 |  |  | 0% | 0 | 0 | 0 | 0 | 0 |  | 0 | 0 | 0 | 0 | 0 | 0 | 0 | 0 | 0.3 | 0 |  |  | 0 | 0%
472 | [15 empty] | 0 | [7 empty] | 0% | 0 | 0 | 0 | 0 | 0 | CLT | [8 empty] | 0 |  |  | 0% | 0 | 0 | 0 | 0 | 0 |  | 0 | 0 | 0 | 0 | 0 | 0 | 0 | 0 | 0.3 | 0 |  |  | 0 | 0%
473 | [15 empty] | 0 | [7 empty] | 0% | 0 | 0 | 0 | 0 | 0 | CLT | [8 empty] | 0 |  |  | 0% | 0 | 0 | 0 | 0 | 0 |  | 0 | 0 | 0 | 0 | 0 | 0 | 0 | 0 | 0.3 | 0 |  |  | 0 | 0%
474 | [15 empty] | 0 | [7 empty] | 0% | 0 | 0 | 0 | 0 | 0 | CLT | [8 empty] | 0 |  |  | 0% | 0 | 0 | 0 | 0 | 0 |  | 0 | 0 | 0 | 0 | 0 | 0 | 0 | 0 | 0.3 | 0 |  |  | 0 | 0%
475 | [15 empty] | 0 | [7 empty] | 0% | 0 | 0 | 0 | 0 | 0 | CLT | [8 empty] | 0 |  |  | 0% | 0 | 0 | 0 | 0 | 0 |  | 0 | 0 | 0 | 0 | 0 | 0 | 0 | 0 | 0.3 | 0 |  |  | 0 | 0%
476 | [15 empty] | 0 | [7 empty] | 0% | 0 | 0 | 0 | 0 | 0 | CLT | [8 empty] | 0 |  |  | 0% | 0 | 0 | 0 | 0 | 0 |  | 0 | 0 | 0 | 0 | 0 | 0 | 0 | 0 | 0.3 | 0 |  |  | 0 | 0%
477 | [15 empty] | 0 | [7 empty] | 0% | 0 | 0 | 0 | 0 | 0 | CLT | [8 empty] | 0 |  |  | 0% | 0 | 0 | 0 | 0 | 0 |  | 0 | 0 | 0 | 0 | 0 | 0 | 0 | 0 | 0.3 | 0 |  |  | 0 | 0%
478 | [15 empty] | 0 | [7 empty] | 0% | 0 | 0 | 0 | 0 | 0 | CLT | [8 empty] | 0 |  |  | 0% | 0 | 0 | 0 | 0 | 0 |  | 0 | 0 | 0 | 0 | 0 | 0 | 0 | 0 | 0.3 | 0 |  |  | 0 | 0%
479 | [15 empty] | 0 | [7 empty] | 0% | 0 | 0 | 0 | 0 | 0 | CLT | [8 empty] | 0 |  |  | 0% | 0 | 0 | 0 | 0 | 0 |  | 0 | 0 | 0 | 0 | 0 | 0 | 0 | 0 | 0.3 | 0 |  |  | 0 | 0%
480 | [15 empty] | 0 | [7 empty] | 0% | 0 | 0 | 0 | 0 | 0 | CLT | [8 empty] | 0 |  |  | 0% | 0 | 0 | 0 | 0 | 0 |  | 0 | 0 | 0 | 0 | 0 | 0 | 0 | 0 | 0.3 | 0 |  |  | 0 | 0%
481 | [15 empty] | 0 | [7 empty] | 0% | 0 | 0 | 0 | 0 | 0 | CLT | [8 empty] | 0 |  |  | 0% | 0 | 0 | 0 | 0 | 0 |  | 0 | 0 | 0 | 0 | 0 | 0 | 0 | 0 | 0.3 | 0 |  |  | 0 | 0%
482 | [15 empty] | 0 | [7 empty] | 0% | 0 | 0 | 0 | 0 | 0 | CLT | [8 empty] | 0 |  |  | 0% | 0 | 0 | 0 | 0 | 0 |  | 0 | 0 | 0 | 0 | 0 | 0 | 0 | 0 | 0.3 | 0 |  |  | 0 | 0%
483 | [15 empty] | 0 | [7 empty] | 0% | 0 | 0 | 0 | 0 | 0 | CLT | [8 empty] | 0 |  |  | 0% | 0 | 0 | 0 | 0 | 0 |  | 0 | 0 | 0 | 0 | 0 | 0 | 0 | 0 | 0.3 | 0 |  |  | 0 | 0%
484 | [15 empty] | 0 | [7 empty] | 0% | 0 | 0 | 0 | 0 | 0 | CLT | [8 empty] | 0 |  |  | 0% | 0 | 0 | 0 | 0 | 0 |  | 0 | 0 | 0 | 0 | 0 | 0 | 0 | 0 | 0.3 | 0 |  |  | 0 | 0%
485 | [15 empty] | 0 | [7 empty] | 0% | 0 | 0 | 0 | 0 | 0 | CLT | [8 empty] | 0 |  |  | 0% | 0 | 0 | 0 | 0 | 0 |  | 0 | 0 | 0 | 0 | 0 | 0 | 0 | 0 | 0.3 | 0 |  |  | 0 | 0%
486 | [15 empty] | 0 | [7 empty] | 0% | 0 | 0 | 0 | 0 | 0 | CLT | [8 empty] | 0 |  |  | 0% | 0 | 0 | 0 | 0 | 0 |  | 0 | 0 | 0 | 0 | 0 | 0 | 0 | 0 | 0.3 | 0 |  |  | 0 | 0%
487 | [15 empty] | 0 | [7 empty] | 0% | 0 | 0 | 0 | 0 | 0 | CLT | [8 empty] | 0 |  |  | 0% | 0 | 0 | 0 | 0 | 0 |  | 0 | 0 | 0 | 0 | 0 | 0 | 0 | 0 | 0.3 | 0 |  |  | 0 | 0%
488 | [15 empty] | 0 | [7 empty] | 0% | 0 | 0 | 0 | 0 | 0 | CLT | [8 empty] | 0 |  |  | 0% | 0 | 0 | 0 | 0 | 0 |  | 0 | 0 | 0 | 0 | 0 | 0 | 0 | 0 | 0.3 | 0 |  |  | 0 | 0%
489 | [15 empty] | 0 | [7 empty] | 0% | 0 | 0 | 0 | 0 | 0 | CLT | [8 empty] | 0 |  |  | 0% | 0 | 0 | 0 | 0 | 0 |  | 0 | 0 | 0 | 0 | 0 | 0 | 0 | 0 | 0.3 | 0 |  |  | 0 | 0%
490 | [15 empty] | 0 | [7 empty] | 0% | 0 | 0 | 0 | 0 | 0 | CLT | [8 empty] | 0 |  |  | 0% | 0 | 0 | 0 | 0 | 0 |  | 0 | 0 | 0 | 0 | 0 | 0 | 0 | 0 | 0.3 | 0 |  |  | 0 | 0%
491 | [15 empty] | 0 | [7 empty] | 0% | 0 | 0 | 0 | 0 | 0 | CLT | [8 empty] | 0 |  |  | 0% | 0 | 0 | 0 | 0 | 0 |  | 0 | 0 | 0 | 0 | 0 | 0 | 0 | 0 | 0.3 | 0 |  |  | 0 | 0%
492 | [15 empty] | 0 | [7 empty] | 0% | 0 | 0 | 0 | 0 | 0 | CLT | [8 empty] | 0 |  |  | 0% | 0 | 0 | 0 | 0 | 0 |  | 0 | 0 | 0 | 0 | 0 | 0 | 0 | 0 | 0.3 | 0 |  |  | 0 | 0%
493 | [15 empty] | 0 | [7 empty] | 0% | 0 | 0 | 0 | 0 | 0 | CLT | [8 empty] | 0 |  |  | 0% | 0 | 0 | 0 | 0 | 0 |  | 0 | 0 | 0 | 0 | 0 | 0 | 0 | 0 | 0.3 | 0 |  |  | 0 | 0%
494 | [15 empty] | 0 | [7 empty] | 0% | 0 | 0 | 0 | 0 | 0 | CLT | [8 empty] | 0 |  |  | 0% | 0 | 0 | 0 | 0 | 0 |  | 0 | 0 | 0 | 0 | 0 | 0 | 0 | 0 | 0.3 | 0 |  |  | 0 | 0%
495 | [15 empty] | 0 | [7 empty] | 0% | 0 | 0 | 0 | 0 | 0 | CLT | [8 empty] | 0 |  |  | 0% | 0 | 0 | 0 | 0 | 0 |  | 0 | 0 | 0 | 0 | 0 | 0 | 0 | 0 | 0.3 | 0 |  |  | 0 | 0%
496 | [15 empty] | 0 | [7 empty] | 0% | 0 | 0 | 0 | 0 | 0 | CLT | [8 empty] | 0 |  |  | 0% | 0 | 0 | 0 | 0 | 0 |  | 0 | 0 | 0 | 0 | 0 | 0 | 0 | 0 | 0.3 | 0 |  |  | 0 | 0%
497 | [15 empty] | 0 | [7 empty] | 0% | 0 | 0 | 0 | 0 | 0 | CLT | [8 empty] | 0 |  |  | 0% | 0 | 0 | 0 | 0 | 0 |  | 0 | 0 | 0 | 0 | 0 | 0 | 0 | 0 | 0.3 | 0 |  |  | 0 | 0%
498 | [15 empty] | 0 | [7 empty] | 0% | 0 | 0 | 0 | 0 | 0 | CLT | [8 empty] | 0 |  |  | 0% | 0 | 0 | 0 | 0 | 0 |  | 0 | 0 | 0 | 0 | 0 | 0 | 0 | 0 | 0.3 | 0 |  |  | 0 | 0%
499 | [15 empty] | 0 | [7 empty] | 0% | 0 | 0 | 0 | 0 | 0 | CLT | [8 empty] | 0 |  |  | 0% | 0 | 0 | 0 | 0 | 0 |  | 0 | 0 | 0 | 0 | 0 | 0 | 0 | 0 | 0.3 | 0 |  |  | 0 | 0%
500 | [15 empty] | 0 | [7 empty] | 0% | 0 | 0 | 0 | 0 | 0 | CLT | [8 empty] | 0 |  |  | 0% | 0 | 0 | 0 | 0 | 0 |  | 0 | 0 | 0 | 0 | 0 | 0 | 0 | 0 | 0.3 | 0 |  |  | 0 | 0%
Note on R15: jarichter: used to calculate SP, SOP, etc kWh savings
Note on AT15: jarichter: This column is used to trigger the conditional formatting in the column to the right.
Note on AU15: jarichter: This column is used to trigger the conditional formatting in the column to the right.

## Summary
Pepco Commercial & Industrial Energy Savings Program
THIS AREA CONTAINS SUMMARY DATA FOR USE BY THE PROGRAM OFFICE
| Project No.: | [7 empty] | to be hidden | to be hidden
LM Captures Measure Code | Measure Code | # Fixtures | # Controls | kW | kWh | Fuel Oil (gallons) | Natural Gas (therms) | Incentive Before Cap | 80% Installation cap for Alternative Lighting | Buy-down based incentive | Total Incentive | Material Cost | Installation Cost | Total Cost
Lighting Table
SBLTN1 | LTN1 | 0 |  | 0 | 0 | 0 | 0 | 0 |  |  | 0 | 0 | 0 | 0
SBLTN2 | LTN2 | 0 |  | 0 | 0 | 0 | 0 | 0 |  |  | 0 | 0 | 0 | 0
SBLTN3 | LTN3 | 0 |  | 0 | 0 | 0 | 0 | 0 |  |  | 0 | 0 | 0 | 0
SBLTN4 | LTN4 | 0 |  | 0 | 0 | 0 | 0 | 0 |  |  | 0 | 0 | 0 | 0
SBLTN5 | LTN5 | 0 |  | 0 | 0 | 0 | 0 | 0 |  |  | 0 | 0 | 0 | 0
SBLTN6 | LTN6 | 0 |  | 0 | 0 | 0 | 0 | 0 |  |  | 0 | 0 | 0 | 0
SBLTN7 | LTN7 | 0 |  | 0 | 0 | 0 | 0 | 0 |  |  | 0 | 0 | 0 | 0
SBLTN9 | LTN9 | 0 |  | 0 | 0 | 0 | 0 | 0 |  |  | 0 | 0 | 0 | 0
SBLTN10 | LTN10 | 0 |  | 0 | 0 | 0 | 0 | 0 |  |  | 0 | 0 | 0 | 0
SBLTN11 | LTN11 | 0 |  | 0 | 0 | 0 | 0 | 0 |  |  | 0 | 0 | 0 | 0
SBLTN12 | LTN12 | 0 |  | 0 | 0 | 0 | 0 | 0 |  |  | 0 | 0 | 0 | 0
SBLTR1 | LTR1 | 0 |  | 0 | 0 | 0 | 0 | 0 |  |  | 0 | 0 | 0 | 0
SBLTR2 | LTR2 | 0 |  | 0 | 0 | 0 | 0 | 0 |  |  | 0 | 0 | 0 | 0
SBLTR3 | LTR3 | 0 |  | 0 | 0 | 0 | 0 | 0 |  |  | 0 | 0 | 0 | 0
SBLTR4 | LTR4 | 0 |  | 0 | 0 | 0 | 0 | 0 |  |  | 0 | 0 | 0 | 0
SBLTR5 | LTR5 | 0 |  | 0 | 0 | 0 | 0 | 0 |  |  | 0 | 0 | 0 | 0
SBLTR6 | LTR6 | 0 |  | 0 | 0 | 0 | 0 | 0 |  |  | 0 | 0 | 0 | 0
SBLTR7 | LTR7 | 0 |  | 0 | 0 | 0 | 0 | 0 |  |  | 0 | 0 | 0 | 0
SBLTR8 | LTR8 | 0 |  | 0 | 0 | 0 | 0 | 0 |  |  | 0 | 0 | 0 | 0
SBLTD1 | LTD1 | 0 |  | 0 | 0 | 0 | 0 | 0 |  |  | 0 | 0 | 0 | 0
SBLTD2 | LTD2 | 0 |  | 0 | 0 | 0 | 0 | 0 |  |  | 0 | 0 | 0 | 0
SBLTD3 | LTD3 | 0 |  | 0 | 0 | 0 | 0 | 0 |  |  | 0 | 0 | 0 | 0
SBLTD4 | LTD4 | 0 |  | 0 | 0 | 0 | 0 | 0 |  |  | 0 | 0 | 0 | 0
SBLTH1 | LTH1 | 0 |  | 0 | 0 | 0 | 0 | 0 |  |  | 0 | 0 | 0 | 0
SBLTH2 | LTH2 | 0 |  | 0 | 0 | 0 | 0 | 0 |  |  | 0 | 0 | 0 | 0
SBLTL1 | LTL1 | 0 |  | 0 | 0 | 0 | 0 | 0 |  |  | 0 | 0 | 0 | 0
SBLTL2 | LTL2 | 0 |  | 0 | 0 | 0 | 0 | 0 |  |  | 0 | 0 | 0 | 0
SBLTL3 | LTL3 | 0 |  | 0 | 0 | 0 | 0 | 0 |  |  | 0 | 0 | 0 | 0
SBLTL4 | LTL4 | 0 |  | 0 | 0 | 0 | 0 | 0 |  |  | 0 | 0 | 0 | 0
#N/A | LTL5 | 0 |  | 0 | 0 | 0 | 0 | 0 |  |  | 0 | 0 | 0 | 0
SBLTL6 | LTL6 | 0 |  | 0 | 0 | 0 | 0 | 0 |  |  | 0 | 0 | 0 | 0
#N/A | LTL7 | 0 |  | 0 | 0 | 0 | 0 | 0 |  |  | 0 | 0 | 0 | 0
#N/A | LTL8 | 0 |  | 0 | 0 | 0 | 0 | 0 |  |  | 0 | 0 | 0 | 0
#N/A | LTL9 | 0 |  | 0 | 0 | 0 | 0 | 0 |  |  | 0 | 0 | 0 | 0
SBLTL10 | LTL10 | 0 |  | 0 | 0 | 0 | 0 | 0 |  |  | 0 | 0 | 0 | 0
#N/A | LTL11 | 0 |  | 0 | 0 | 0 | 0 | 0 |  |  | 0 | 0 | 0 | 0
#N/A | LTL12 | 0 |  | 0 | 0 | 0 | 0 | 0 |  |  | 0 | 0 | 0 | 0
#N/A | LTL13 | 0 |  | 0 | 0 | 0 | 0 | 0 |  |  | 0 | 0 | 0 | 0
SBLTL14 | LTL14 | 0 |  | 0 | 0 | 0 | 0 | 0 |  |  | 0 | 0 | 0 | 0
#N/A | LTL15 | 0 |  | 0 | 0 | 0 | 0 | 0 |  |  | 0 | 0 | 0 | 0
SBLTL16 | LTL16 | 0 |  | 0 | 0 | 0 | 0 | 0 |  |  | 0 | 0 | 0 | 0
#N/A | LTL17 | 0 |  | 0 | 0 | 0 | 0 | 0 |  |  | 0 | 0 | 0 | 0
#N/A | LTL18 | 0 |  | 0 | 0 | 0 | 0 | 0 |  |  | 0 | 0 | 0 | 0
SBLTL19 | LTL19 | 0 |  | 0 | 0 | 0 | 0 | 0 |  |  | 0 | 0 | 0 | 0
SBLTC1 | LTC1 |  | 0 | 0 | 0 | 0 | 0 | 0 |  |  | 0 | 0 | 0 | 0
SBLTC2 | LTC2 |  | 0 | 0 | 0 | 0 | 0 | 0 |  |  | 0 | 0 | 0 | 0
SBLTC3 | LTC3 |  | 0 | 0 | 0 | 0 | 0 | 0 |  |  | 0 | 0 | 0 | 0
SBLTC4 | LTC4 |  | 0 | 0 | 0 | 0 | 0 | 0 |  |  | 0 | 0 | 0 | 0
SBLTC5 | LTC5 |  | 0 | 0 | 0 | 0 | 0 | 0 |  |  | 0 | 0 | 0 | 0
SBLTC6 | LTC6 |  | 0 | 0 | 0 | 0 | 0 | 0 |  |  | 0 | 0 | 0 | 0
SBLTC7 | LTC7 |  | 0 | 0 | 0 | 0 | 0 | 0 |  |  | 0 | 0 | 0 | 0
| Existing Controls |  |  | 0 | 0 | 0 | 0
| Non-Allocated Installation Cost | [11 empty] | 0
| Lighting Table Incentive Subtotal | 0 | 0 | 0 | 0 | 0 | 0 | 0 |  |  | 0 | 0 | 0 | 0
Alternative Fixtures Sheet
C-L-LA-550-12 | CLT | 0 |  | 0 | 0 | 0 | 0 | 0 |  |  | 0 | 0 | 0 | 0
SBLTC1 | LTC1 |  | 0 | 0 | 0 | 0 | 0 | 0 |  |  | 0
SBLTC2 | LTC2 |  | 0 | 0 | 0 | 0 | 0 | 0 |  |  | 0
SBLTC3 | LTC3 |  | 0 | 0 | 0 | 0 | 0 | 0 |  |  | 0
SBLTC4 | LTC4 |  | 0 | 0 | 0 | 0 | 0 | 0 |  |  | 0
SBLTC5 | LTC5 |  | 0 | 0 | 0 | 0 | 0 | 0 |  |  | 0
SBLTC6 | LTC6 |  | 0 | 0 | 0 | 0 | 0 | 0 |  |  | 0
| Existing Controls |  |  | 0 | 0 | 0 | 0 | 0
| Alternative Fixtures Incentive Subtotal 1 | 0 |  | 0 | 0 | 0 | 0 | 0 | 0 | 0 | 0 | 0 | 0 | 0
| Fixtures | 0 |  | 0 | 0 | 0 | 0 | 0 |  |  | 0 | 0 | 0 | 0
| Controls |  | 0 | 0 | 0 | 0 | 0 | 0 | 0 | 0 | 0
| Alternative Fixtures Incentive Subtotal | 0 | 0 | 0 | 0 | 0 | 0 | 0 | 0 | 0 | 0 | 0 | 0 | 0
| Total Project: | 0 | 0 | 0 | 0 | 0 | 0 |  | 0 | 0 | 0 | 0 | 0 | 0
| Total Number of Fixtures + Controls | 0
| Small Business Bonus | [9 empty] | 0
| Total Incentive with Bonus | [9 empty] | 0
| Multiple Measure Bonus | [9 empty] | 0
| Alternative Fixtures Additional Data |  | Weighted Average EUL (Years) | Total Installed Costs | Dollars/ kWh | Dollars/ gallon | Dollars/ therm | Calculated Annual Savings |  | Simple Payback (years) Adjusted (used for reference) | Simple Payback (years) (used in calculation) | Benefit Cost Ratio
|  |  | 0 | 0 | 0.14 | 0 | 0 | 0 |  | FALSE | 0 | 0 | Note: This only looks at Fixture costs.
| 50% Cap Flag | 0 | Incentive has been capped at 50% of installation costs.
| Simple Payback Flag | 0 | Incentive has been adjusted or eliminated to reflect a minimum payback period of 1.5 years
| B/C failure Flag | 0 | Fixture does not pass the Benefit/Cost test. Incentive has been denied.
Note on B71: jarichter: The second subtotal row exists for cell K49/k50. It needs to calculate k49 to run the B/C test, then cell k50 identifies if the incentive needs to be wiped out if it doesn't pass the B/C test.
Note on C90: jarichter: overwrote them so not an issue for SB version

## Logos&Administrator Instruction (hidden)
1. switch Program Details and Instructions Pages
2. replace logos on other pages
3. on Alternative Lighting Page replace "trc values pepco" with "trc values delmarva" or visa versa |  | should be 2000
On Elig Measures page change the hyperlink between pepco and delmarva trade ally
4. switch utility company name using drop down below in green shaded box
Pepco
PEPCO
5. hide non-relevant sheets

## TRC Tool (hidden)
Customer Name:
Project Name:
Facility Address: | Early Equipment Replacement
Project Number:
Pepco Commercial & Industrial Energy Savings Program
2012 Non-Residential Measure Cost-Effectiveness Tool
Assumptions
| Utility discount rate | 8.18%
| Program | Non-Residential Custom
| Net-to-Gross ratio | 0.73
| Measure | Lighting
| Measure Life | 0
| Incentive Cost | 0
| Non-Incentive Cost | 0
|  | Cost | Annualized Energy Usage |  |  |  |  | Demand |  | Gas
|  | Measure Cost | SP kWh | SOP kWh | NSP kWh | NSOP kWh | Total %/ kWh | Adjustment Factor | Peak Demand kW Savings | Gas therms
| Base | [5 empty] | 0 |  | 0
| Efficient | 0 |  |  |  |  | 0 |  | 0
| Savings Distribution (%) |  | 0% | 0% | 0% | 0% | 0%
| Total kWh | 0 | 0 | 0 | 0 | 0 | 0 |  | 0 | 0
Summary
| TRC | 0
Prepared by:
| Date: | 2012-11-20 14:27
[9 empty] | Tool Version Date: | 2012-01-17
| Notes: | See "Measures" tab for typical Measure names and lives
TRC includes line losses and is calculated at the generator level
Note on D11: jarichter: Updated with 2012 TRC values from PHI. Differs between Pepco and Delmarva.
Note on D15: Starting in 2012
Note on D27: jarichter: hardcoded it to pass for SB measures

## TRC Measures Pepco (hidden)
SECTOR | PROGRAMS | NTG RATIOS | PROGRAM COSTS | MEASURES | MEASURE LIFE
Non-Residential | Non-Residential Prescriptive | 0.6 | 42.19% | Lighting CFL - Existing | 8
| Non-Residential HVAC | 0.6 | 42.19% | E* Refrigerator - Existing | 18
| Non-Residential Custom | 0.73 | 102.1% | Refrigerator Early Retirement (PHI) - Existing | 18
| Non-Residential Commissioning | 0.9 | 366.4% | DHW Efficiency, Fuel E, 40 gal - New | 15
| Master-Metered Apartments | 0.8 | 109.7% | Lighting CFL - New | 8
| Small Business | 0.6 | 61.52% | E* Refrigerator - New | 18
| Non-Residential New Construction | 0.9 | 223.7% | Home Performance with ENERGY STAR (PHI) - Existing | 18
|  |  |  | Weatherization Assistance Existing (PHI) - Existing | 13
|  |  |  | Residential New Construction | 20
|  |  |  | Central AC E* Replace-on-Fail (PHI) - Existing | 18
|  |  |  | Central HP Tune-Up (PHI) - Existing | 3
|  |  |  | Window AC E* Replace-on-Fail (PHI) - Existing | 15
|  |  |  | Central HP E* Replace-on-Fail (PHI) - Existing | 15
|  |  |  | Duct Sealing, Existing (PHI) - Existing | 10
|  |  |  | DHW Efficiency, Fuel E, 40 gal - Existing | 15
|  |  |  | Ceiling Insulation, Existing (PHI) - Existing | 20
|  |  |  | Programmable Thermostat - Existing | 12
|  |  |  | Central AC E* Replace-on-Fail (PHI) - New | 18
|  |  |  | Central HP E* Replace-on-Fail (PHI) - New | 15
|  |  |  | Duct Sealing, New (PHI) - New | 10
|  |  |  | Wall Insulation, New (PHI) - New | 20
|  |  |  | Programmable Thermostat - New | 12
|  |  |  | High Bay Metal Halide (450 W) - Existing | 11
|  |  |  | High Bay Metal Halide (450 W) - New | 11
|  |  |  | Incandescent (75 W, Non-Residential) - Existing | 3
|  |  |  | Incandescent (75 W, Non-Residential) - New | 3
|  |  |  | Incandescent Exit Sign (40 W) - Existing | 16
|  |  |  | Incandescent Exit Sign (40 W) - New | 16
|  |  |  | Linear Fluorescent (2L4' F32T8) - Existing | 11
|  |  |  | Linear Fluorescent (2L4' F32T8) - New | 11
|  |  |  | Standard Efficiency Vending - Existing | 12
|  |  |  | Standard PC Monitor Power Settings - Existing | 4
|  |  |  | Standard PC Power Settings - Existing | 4
|  |  |  | Standard Refrigeration - Existing | 16
|  |  |  | Standard Refrigeration - New | 16
|  |  |  | HVAC Equipment Efficiency - Existing | 20
|  |  |  | HVAC Equipment Efficiency - New | 20
|  |  |  | HVAC Quality Installation - Existing | 3
|  |  |  | HVAC Quality Installation - New | 3
|  |  |  | Fenestration Upgrade - Existing | 20
|  |  |  | Fenestration Upgrade - New | 20
|  |  |  | Building Commissioning - Existing | 3
|  |  |  | Building Commissioning - New | 3
|  |  |  | Energy Management System - Existing | 10
|  |  |  | Energy Management System - New | 10
|  |  |  | Operator Training and Maintenance Program - Existing | 1
|  |  |  | Operator Training and Maintenance Program - New | 1

## TRC Measures Delmarva (hidden)
SECTOR | PROGRAMS | NTG RATIOS | PROGRAM COSTS | MEASURES | MEASURE LIFE
Non-Residential | Non-Residential Prescriptive | 0.6 | 78% | Lighting CFL - Existing | 8
| Non-Residential HVAC | 0.6 | 78% | E* Refrigerator - Existing | 18
| Non-Residential Custom | 0.73 | 146.3% | Refrigerator Early Retirement (PHI) - Existing | 18
| Non-Residential Commissioning | 0.9 | 398.3% | DHW Efficiency, Fuel E, 40 gal - New | 15
| Small Business | 0.6 | 71% | Lighting CFL - New | 8
| Non-Residential New Construction | 0.9 | 93% | E* Refrigerator - New | 18
|  |  |  | Home Performance with ENERGY STAR (PHI) - Existing | 18
|  |  |  | Weatherization Assistance Existing (PHI) - Existing | 13
|  |  |  | Residential New Construction | 20
|  |  |  | Central AC E* Replace-on-Fail (PHI) - Existing | 18
|  |  |  | Central HP Tune-Up (PHI) - Existing | 3
|  |  |  | Window AC E* Replace-on-Fail (PHI) - Existing | 15
|  |  |  | Central HP E* Replace-on-Fail (PHI) - Existing | 15
|  |  |  | Duct Sealing, Existing (PHI) - Existing | 10
|  |  |  | DHW Efficiency, Fuel E, 40 gal - Existing | 15
|  |  |  | Ceiling Insulation, Existing (PHI) - Existing | 20
|  |  |  | Programmable Thermostat - Existing | 12
|  |  |  | Central AC E* Replace-on-Fail (PHI) - New | 18
|  |  |  | Central HP E* Replace-on-Fail (PHI) - New | 15
|  |  |  | Duct Sealing, New (PHI) - New | 10
|  |  |  | Wall Insulation, New (PHI) - New | 20
|  |  |  | Programmable Thermostat - New | 12
|  |  |  | High Bay Metal Halide (450 W) - Existing | 11
|  |  |  | High Bay Metal Halide (450 W) - New | 11
|  |  |  | Incandescent (75 W, Non-Residential) - Existing | 3
|  |  |  | Incandescent (75 W, Non-Residential) - New | 3
|  |  |  | Incandescent Exit Sign (40 W) - Existing | 16
|  |  |  | Incandescent Exit Sign (40 W) - New | 16
|  |  |  | Linear Fluorescent (2L4' F32T8) - Existing | 11
|  |  |  | Linear Fluorescent (2L4' F32T8) - New | 11
|  |  |  | Standard Efficiency Vending - Existing | 12
|  |  |  | Standard PC Monitor Power Settings - Existing | 4
|  |  |  | Standard PC Power Settings - Existing | 4
|  |  |  | Standard Refrigeration - Existing | 16
|  |  |  | Standard Refrigeration - New | 16
|  |  |  | HVAC Equipment Efficiency - Existing | 20
|  |  |  | HVAC Equipment Efficiency - New | 20
|  |  |  | HVAC Quality Installation - Existing | 3
|  |  |  | HVAC Quality Installation - New | 3
|  |  |  | Fenestration Upgrade - Existing | 20
|  |  |  | Fenestration Upgrade - New | 20
|  |  |  | Building Commissioning - Existing | 3
|  |  |  | Building Commissioning - New | 3
|  |  |  | Energy Management System - Existing | 10
|  |  |  | Energy Management System - New | 10
|  |  |  | Operator Training and Maintenance Program - Existing | 1
|  |  |  | Operator Training and Maintenance Program - New | 1

## TRC Values Pepco (hidden)
Rows 2-10 are unique for Pepco. Must change for Delmarva
|  | Period | 2012 | 2013 | 2014 | 2015 | 2016 | 2017 | 2018 | 2019 | 2020 | 2021 | 2022 | 2023 | 2024 | 2025 | 2026 | 2027 | 2028 | 2029 | 2030 | 2031 | 2032 | 2033 | 2034 | 2035 | 2036 | 2037
ANNUAL | Avoided Cost | SP | 0.084884 | 0.086901 | 0.088968 | 0.091087 | 0.093258 | 0.095484 | 0.097766 | 0.1001 | 0.1025 | 0.10496 | 0.10748 | 0.11006 | 0.1127 | 0.11542 | 0.1182 | 0.12105 | 0.12397 | 0.12696 | 0.13003 | 0.13317 | 0.1364 | 0.1397 | 0.14309 | 0.14656 | 0.14656 | 0.14656
| Avoided Cost | SOP | 0.054631 | 0.055891 | 0.057183 | 0.058507 | 0.059864 | 0.061256 | 0.062681 | 0.064143 | 0.065641 | 0.067177 | 0.06875 | 0.070364 | 0.072017 | 0.073712 | 0.07545 | 0.07723 | 0.079056 | 0.080926 | 0.082844 | 0.08481 | 0.086824 | 0.08889 | 0.091006 | 0.093176 | 0.093176 | 0.093176
| Avoided Cost | NSP | 0.072681 | 0.074393 | 0.076147 | 0.077945 | 0.079788 | 0.081678 | 0.083614 | 0.085599 | 0.087633 | 0.089719 | 0.091856 | 0.094047 | 0.096293 | 0.098595 | 0.10095 | 0.10337 | 0.10585 | 0.10839 | 0.111 | 0.11367 | 0.1164 | 0.11921 | 0.12208 | 0.12503 | 0.12503 | 0.12503
| Avoided Cost | NSOP | 0.05587 | 0.057161 | 0.058485 | 0.059842 | 0.061232 | 0.062657 | 0.064118 | 0.065616 | 0.067151 | 0.068724 | 0.070337 | 0.071989 | 0.073684 | 0.07542 | 0.0772 | 0.079025 | 0.080895 | 0.082812 | 0.084777 | 0.086791 | 0.088855 | 0.090971 | 0.093139 | 0.095362 | 0.095362 | 0.095362
| Avoided Cost | Annual kW | 48.6801 | 90.2061 | 49.8225 | 60.8083 | 71.7942 | 82.78 | 84.8495 | 86.9707 | 89.145 | 91.3736 | 93.658 | 95.9994 | 98.3994 | 100.8594 | 103.3809 | 105.9654 | 108.6145 | 111.3299 | 114.1131 | 116.966 | 119.8901 | 122.8874 | 125.9596 | 129.1085 | 129.1085 | 129.1085
| Avoided Cost | Annual thm | 0.67 | 0.67 | 0.67 | 0.67 | 0.67 | 0.67 | 0.67 | 0.67 | 0.67 | 0.67 | 0.67 | 0.67 | 0.67 | 0.67 | 0.67 | 0.67 | 0.67 | 0.67 | 0.67 | 0.67 | 0.67 | 0.67 | 0.67 | 0.67 | 0.67 | 0.67
| Retail Rate | Annual kWh | 0.1045 | 0.1045 | 0.1045 | 0.1045 | 0.1045 | 0.1045 | 0.1045 | 0.1045 | 0.1045 | 0.1045 | 0.1045 | 0.1045 | 0.1045 | 0.1045 | 0.1045 | 0.1045 | 0.1045 | 0.1045 | 0.1045 | 0.1045 | 0.1045 | 0.1045 | 0.1045 | 0.1045 | 0.1045 | 0.1045
| Retail Rate | Annual kW | 3 | 3 | 3 | 3 | 3 | 3 | 3 | 3 | 3 | 3 | 3 | 3 | 3 | 3 | 3 | 3 | 3 | 3 | 3 | 3 | 3 | 3 | 3 | 3 | 3 | 3
| Retail Rate | Annual thm | bar: 2012 to 2037
NPV | Avoided Cost | SP | 0.078466 | 0.15272 | 0.223 | 0.2895 | 0.35245 | 0.41202 | 0.4684 | 0.52177 | 0.57228 | 0.6201 | 0.66536 | 0.7082 | 0.74875 | 0.78714 | 0.82348 | 0.85788 | 0.89045 | 0.92129 | 0.95048 | 0.97811 | 1.0043 | 1.0291 | 1.0525 | 1.0747 | 1.0952 | 1.1142
| Avoided Cost | SOP | 0.0505 | 0.098259 | 0.14343 | 0.18615 | 0.22655 | 0.26477 | 0.30092 | 0.33511 | 0.36746 | 0.39806 | 0.42701 | 0.4544 | 0.48032 | 0.50484 | 0.52803 | 0.54998 | 0.57075 | 0.59041 | 0.60901 | 0.62661 | 0.64326 | 0.65902 | 0.67394 | 0.68806 | 0.70111 | 0.71317
| Avoided Cost | NSP | 0.067185 | 0.13075 | 0.1909 | 0.24781 | 0.30166 | 0.35262 | 0.40085 | 0.44648 | 0.48967 | 0.53054 | 0.56922 | 0.60583 | 0.64047 | 0.67327 | 0.70431 | 0.73369 | 0.7615 | 0.78782 | 0.81274 | 0.83633 | 0.85866 | 0.8798 | 0.89981 | 0.91875 | 0.93626 | 0.95245
| Avoided Cost | NSOP | 0.051646 | 0.10049 | 0.14669 | 0.19038 | 0.23171 | 0.2708 | 0.30778 | 0.34276 | 0.37585 | 0.40716 | 0.43678 | 0.4648 | 0.49131 | 0.5164 | 0.54013 | 0.56259 | 0.58385 | 0.60396 | 0.62299 | 0.641 | 0.65805 | 0.67418 | 0.68944 | 0.70389 | 0.71725 | 0.7296
| Avoided Cost | Annual kW | 44.9992 | 122.0792 | 161.4328 | 205.832 | 254.2888 | 305.9356 | 354.8707 | 401.2364 | 445.1678 | 486.7925 | 526.2317 | 563.6001 | 599.0065 | 632.5539 | 664.3398 | 694.4569 | 722.9927 | 750.0301 | 775.648 | 799.9208 | 822.9192 | 844.71 | 865.3567 | 884.9193 | 903.0028 | 919.7188
| Avoided Cost | Annual thm | 0.61934 | 1.1918 | 1.7211 | 2.2103 | 2.6625 | 3.0805 | 3.4669 | 3.8241 | 4.1543 | 4.4595 | 4.7416 | 5.0024 | 5.2435 | 5.4664 | 5.6724 | 5.8628 | 6.0388 | 6.2015 | 6.3519 | 6.491 | 6.6195 | 6.7383 | 6.8481 | 6.9496 | 7.0435 | 7.1302
| Retail Rate | Annual kWh | 0.096598 | 0.18589 | 0.26843 | 0.34474 | 0.41527 | 0.48046 | 0.54073 | 0.59644 | 0.64794 | 0.69555 | 0.73955 | 0.78023 | 0.81783 | 0.85259 | 0.88472 | 0.91442 | 0.94187 | 0.96725 | 0.99071 | 1.0124 | 1.0324 | 1.051 | 1.0681 | 1.0839 | 1.0986 | 1.1121
| Retail Rate | Annual kW | 2.7732 | 5.3366 | 7.7062 | 9.8967 | 11.9215 | 13.7932 | 15.5234 | 17.1228 | 18.6012 | 19.9678 | 21.2311 | 22.3989 | 23.4784 | 24.4762 | 25.3986 | 26.2513 | 27.0394 | 27.768 | 28.4415 | 29.064 | 29.6395 | 30.1715 | 30.6633 | 31.1178 | 31.538 | 31.9264
| Retail Rate | Annual thm | 0.92439 | 1.7789 | 2.5687 | 3.2989 | 3.9738 | 4.5977 | 5.1745 | 5.7076 | 6.2004 | 6.6559 | 7.077 | 7.4663 | 7.8261 | 8.1587 | 8.4662 | 8.7504 | 9.0131 | 9.256 | 9.4805 | 9.688 | 9.8798 | 10.0572 | 10.2211 | 10.3726 | 10.5127 | 10.6421
TRC CALCULATION |  |  | 2012: Savings; 2014: Net; 2015: Net-Gen; 2016: Values; 2017: Benefits; 2018: Costs
Lighting |  | SP | 2012: 0; 2014: 0; 2015: 0; 2016: SP; 2017: 0; 2018: 0
|  | SOP | 2012: 0; 2014: 0; 2015: 0; 2016: SOP; 2017: 0; 2018: 0
|  | NSP | 2012: 0; 2014: 0; 2015: 0; 2016: NSP; 2017: 0; 2018: 0
|  | NSOP | 2012: 0; 2014: 0; 2015: 0; 2016: NSOP; 2017: 0; 2018: 0
|  | Annual kW | 2012: 0; 2014: 0; 2015: 0; 2016: Annual kW; 2017: 0; 2018: 0
|  | Annual thm | 2012: 0; 2014: 0; 2015: 0; 2016: #VALUE!; 2017: 0; 2018: 0
|  | Incremental | 2016: 0; 2018: 0
|  | Incentive | 2016: 0; 2018: 0
|  | Non-Incentive | 2016: 0; 2018: 0
LINE LOSSES
|  | Electricity | 2015: 6.8%
|  | Demand | 2015: 9.3%
Gas | bar: 2015
Discount Utility Rate |  |  | 2012: 8.18%
Percent
|  |  |  | Interior/Exterior | Days per week | Hours per day | Space Identifier for kWh Lookup | SP kWh | SOP kWh | NSP kWh | NSOP kWh
|  |  |  | Interior | <=5 | <=12 | Interior<=5<=12 | 29% | 4% | 59% | 8%
|  |  |  | Interior | <=5 | <=16 | Interior<=5<=16 | 22% | 11% | 47% | 20%
|  |  |  | Interior | <=5 | other | Interior<=5other | 16% | 17% | 33% | 34%
|  |  |  | Interior | 6 | <=12 | Interior6<=12 | 29% | 4% | 59% | 8%
|  |  |  | Interior | 6 | <=16 | Interior6<=16 | 22% | 11% | 47% | 20%
|  |  |  | Interior | 6 | other | Interior6other | 16% | 17% | 33% | 34%
|  |  |  | Interior | 7 | <=12 | Interior7<=12 | 29% | 4% | 59% | 8%
|  |  |  | Interior | 7 | <=16 | Interior7<=16 | 22% | 11% | 47% | 20%
|  |  |  | Interior | 7 | other | Interior7other | 16% | 17% | 33% | 34%
|  |  |  | Exterior |  |  | Exterior | 5% | 28% | 20% | 47%
Note on I29: wsteigel: 10-11-11: Divided by 8 because Therm Avoided Costs are high by about this amount
Note on E41: jarichter: Updated with 2012 TRC values from PHI
Note on H44: jarichter: if the determination of hours per day changes, then you'll need to make a corresponding adjustment to the formulas in the 4 kWh calculations on the Alternative Lighting page

## TRC Values Delmarva (hidden)
Rows 2-10 are unique for Delmarva. Must change for Pepco
|  | Period | 2012 | 2013 | 2014 | 2015 | 2016 | 2017 | 2018 | 2019 | 2020 | 2021 | 2022 | 2023 | 2024 | 2025 | 2026 | 2027 | 2028 | 2029 | 2030 | 2031 | 2032 | 2033 | 2034 | 2035 | 2036 | 2037
ANNUAL | Avoided Cost | SP | 0.084141 | 0.086106 | 0.088121 | 0.090186 | 0.092302 | 0.094472 | 0.096695 | 0.098975 | 0.10131 | 0.10371 | 0.10616 | 0.10868 | 0.11125 | 0.1139 | 0.11661 | 0.11938 | 0.12223 | 0.12515 | 0.12814 | 0.1312 | 0.13435 | 0.13757 | 0.14087 | 0.14425 | 0.14425 | 0.14425
| Avoided Cost | SOP | 0.054656 | 0.055884 | 0.057143 | 0.058433 | 0.059756 | 0.061112 | 0.062502 | 0.063926 | 0.065386 | 0.066883 | 0.068417 | 0.069989 | 0.0716 | 0.073252 | 0.074946 | 0.076681 | 0.07846 | 0.080283 | 0.082152 | 0.084068 | 0.086032 | 0.088044 | 0.090107 | 0.092222 | 0.092222 | 0.092222
| Avoided Cost | NSP | 0.072248 | 0.073916 | 0.075625 | 0.077378 | 0.079174 | 0.081016 | 0.082903 | 0.084837 | 0.08682 | 0.088853 | 0.090936 | 0.093071 | 0.09526 | 0.097503 | 0.099803 | 0.10216 | 0.10458 | 0.10705 | 0.10959 | 0.11219 | 0.11486 | 0.11759 | 0.12039 | 0.12327 | 0.12327 | 0.12327
| Avoided Cost | NSOP | 0.055863 | 0.057122 | 0.058412 | 0.059734 | 0.061089 | 0.062478 | 0.063902 | 0.065361 | 0.066857 | 0.068391 | 0.069962 | 0.071573 | 0.073225 | 0.074917 | 0.076652 | 0.07843 | 0.080253 | 0.082121 | 0.084036 | 0.085999 | 0.088011 | 0.090073 | 0.092186 | 0.094353 | 0.094353 | 0.094353
| Avoided Cost | Annual kW | 59.933 | 86.975 | 49.8225 | 64.5843 | 79.3462 | 94.108 | 96.4607 | 98.8722 | 101.344 | 103.8776 | 106.4746 | 109.1364 | 111.8648 | 114.6615 | 117.528 | 120.4662 | 123.4779 | 126.5648 | 129.7289 | 132.9721 | 136.2964 | 139.7039 | 143.1965 | 146.7764 | 146.7764 | 146.7764
| Avoided Cost | Annual thm | 0.66847 | 0.66847 | 0.66847 | 0.66847 | 0.66847 | 0.66847 | 0.66847 | 0.66847 | 0.66847 | 0.66847 | 0.66847 | 0.66847 | 0.66847 | 0.66847 | 0.66847 | 0.66847 | 0.66847 | 0.66847 | 0.66847 | 0.66847 | 0.66847 | 0.66847 | 0.66847 | 0.66847 | 0.66847 | 0.66847
| Retail Rate | Annual kWh | 0.1045 | 0.1045 | 0.1045 | 0.1045 | 0.1045 | 0.1045 | 0.1045 | 0.1045 | 0.1045 | 0.1045 | 0.1045 | 0.1045 | 0.1045 | 0.1045 | 0.1045 | 0.1045 | 0.1045 | 0.1045 | 0.1045 | 0.1045 | 0.1045 | 0.1045 | 0.1045 | 0.1045 | 0.1045 | 0.1045
| Retail Rate | Annual kW | 4.66 | 4.66 | 4.66 | 4.66 | 4.66 | 4.66 | 4.66 | 4.66 | 4.66 | 4.66 | 4.66 | 4.66 | 4.66 | 4.66 | 4.66 | 4.66 | 4.66 | 4.66 | 4.66 | 4.66 | 4.66 | 4.66 | 4.66 | 4.66 | 4.66 | 4.66
| Retail Rate | Annual thm | bar: 2012 to 2037
NPV | Avoided Cost | SP | 0.077779 | 0.15136 | 0.22096 | 0.28681 | 0.34911 | 0.40805 | 0.46382 | 0.51658 | 0.56651 | 0.61375 | 0.65845 | 0.70076 | 0.74079 | 0.77867 | 0.81453 | 0.84846 | 0.88057 | 0.91096 | 0.93973 | 0.96696 | 0.99273 | 1.0171 | 1.0402 | 1.0621 | 1.0823 | 1.101
| Avoided Cost | SOP | 0.050523 | 0.098275 | 0.14341 | 0.18608 | 0.22641 | 0.26454 | 0.30058 | 0.33466 | 0.36688 | 0.39735 | 0.42616 | 0.45341 | 0.47917 | 0.50353 | 0.52658 | 0.54837 | 0.56898 | 0.58848 | 0.60693 | 0.62437 | 0.64087 | 0.65649 | 0.67126 | 0.68523 | 0.69815 | 0.71009
| Avoided Cost | NSP | 0.066785 | 0.12994 | 0.18968 | 0.24618 | 0.29961 | 0.35016 | 0.39797 | 0.4432 | 0.48599 | 0.52646 | 0.56476 | 0.60098 | 0.63526 | 0.66769 | 0.69838 | 0.72741 | 0.75489 | 0.78089 | 0.80549 | 0.82877 | 0.8508 | 0.87166 | 0.89139 | 0.91007 | 0.92733 | 0.94329
| Avoided Cost | NSOP | 0.051639 | 0.10045 | 0.14659 | 0.1902 | 0.23143 | 0.27041 | 0.30727 | 0.34211 | 0.37506 | 0.40622 | 0.43568 | 0.46354 | 0.48988 | 0.5148 | 0.53837 | 0.56066 | 0.58175 | 0.60169 | 0.62056 | 0.6384 | 0.65529 | 0.67126 | 0.68637 | 0.70066 | 0.71388 | 0.7261
| Avoided Cost | Annual kW | 55.4012 | 129.7203 | 169.0739 | 216.2302 | 269.784 | 328.4985 | 384.1301 | 436.8407 | 486.7838 | 534.1046 | 578.9409 | 621.423 | 661.6745 | 699.8127 | 735.9484 | 770.1868 | 802.6275 | 833.365 | 862.4885 | 890.0829 | 916.2285 | 941.0013 | 964.4734 | 986.713 | 1007.2711 | 1026.2746
| Avoided Cost | Annual thm | 0.61792 | 1.1891 | 1.7171 | 2.2052 | 2.6564 | 3.0735 | 3.459 | 3.8154 | 4.1448 | 4.4493 | 4.7308 | 4.991 | 5.2315 | 5.4539 | 5.6594 | 5.8494 | 6.025 | 6.1874 | 6.3374 | 6.4761 | 6.6044 | 6.7229 | 6.8325 | 6.9338 | 7.0274 | 7.114
| Retail Rate | Annual kWh | 0.096598 | 0.18589 | 0.26843 | 0.34474 | 0.41527 | 0.48046 | 0.54073 | 0.59644 | 0.64794 | 0.69555 | 0.73955 | 0.78023 | 0.81783 | 0.85259 | 0.88472 | 0.91442 | 0.94187 | 0.96725 | 0.99071 | 1.0124 | 1.0324 | 1.051 | 1.0681 | 1.0839 | 1.0986 | 1.1121
| Retail Rate | Annual kW | 4.3076 | 8.2896 | 11.9704 | 15.3729 | 18.5181 | 21.4255 | 24.113 | 26.5974 | 28.8939 | 31.0167 | 32.979 | 34.7929 | 36.4697 | 38.0197 | 39.4525 | 40.7769 | 42.0012 | 43.133 | 44.1791 | 45.1462 | 46.0401 | 46.8664 | 47.6303 | 48.3363 | 48.989 | 49.5924
| Retail Rate | Annual thm | 0.92439 | 1.7789 | 2.5687 | 3.2989 | 3.9738 | 4.5977 | 5.1745 | 5.7076 | 6.2004 | 6.6559 | 7.077 | 7.4663 | 7.8261 | 8.1587 | 8.4662 | 8.7504 | 9.0131 | 9.256 | 9.4805 | 9.688 | 9.8798 | 10.0572 | 10.2211 | 10.3726 | 10.5127 | 10.6421
TRC CALCULATION |  |  | 2012: Savings; 2014: Net; 2015: Net-Gen; 2016: Values; 2017: Benefits; 2018: Costs
Lighting |  | SP | 2012: 0; 2014: 0; 2015: 0; 2016: SP; 2017: 0; 2018: 0
|  | SOP | 2012: 0; 2014: 0; 2015: 0; 2016: SOP; 2017: 0; 2018: 0
|  | NSP | 2012: 0; 2014: 0; 2015: 0; 2016: NSP; 2017: 0; 2018: 0
|  | NSOP | 2012: 0; 2014: 0; 2015: 0; 2016: NSOP; 2017: 0; 2018: 0
|  | Annual kW | 2012: 0; 2014: 0; 2015: 0; 2016: Annual kW; 2017: 0; 2018: 0
|  | Annual thm | 2012: 0; 2014: 0; 2015: 0; 2016: Annual thm; 2017: 0; 2018: 0
|  | Incremental | 2016: 0; 2018: 0
|  | Incentive | 2016: 0; 2018: 0
|  | Non-Incentive | 2016: 0; 2018: 0
LINE LOSSES
|  | Electricity | 2015: 6.4%
|  | Demand | 2015: 6.4%
Gas | bar: 2015
Discount Utility Rate |  |  | 2012: 7.96%
Percent
|  |  |  | Interior/Exterior | Days per week | Hours per day | Space Identifier for kWh Lookup | SP kWh | SOP kWh | NSP kWh | NSOP kWh
|  |  |  | Interior | <=5 | <=12 | Interior<=5<=12 | 29% | 4% | 59% | 8%
|  |  |  | Interior | <=5 | <=16 | Interior<=5<=16 | 22% | 11% | 47% | 20%
|  |  |  | Interior | <=5 | other | Interior<=5other | 16% | 17% | 33% | 34%
|  |  |  | Interior | 6 | <=12 | Interior6<=12 | 29% | 4% | 59% | 8%
|  |  |  | Interior | 6 | <=16 | Interior6<=16 | 22% | 11% | 47% | 20%
|  |  |  | Interior | 6 | other | Interior6other | 16% | 17% | 33% | 34%
|  |  |  | Interior | 7 | <=12 | Interior7<=12 | 29% | 4% | 59% | 8%
|  |  |  | Interior | 7 | <=16 | Interior7<=16 | 22% | 11% | 47% | 20%
|  |  |  | Interior | 7 | other | Interior7other | 16% | 17% | 33% | 34%
|  |  |  | Exterior |  |  | Exterior | 5% | 28% | 20% | 47%
Note on E13: jarichter: For 2013, go one column to the right and increment $H to $I for all remaining years, and black out 2011 values
Note on I24: jarichter: For 2013, update formula to read $I instead of $H
Note on I29: wsteigel: 10-11-11: Divided by 8 because Therm Avoided Costs are high by about this amount
Note on H44: jarichter: if the determination of hours per day changes, then you'll need to make a corresponding adjustment to the formulas in the 4 kWh calculations on the Alternative Lighting page

## Ref (hidden)
|  | Cost Cap | 80% | [5 empty] | Incentive Criteria
Primary Categories | Lookup Results | Incentive (dollar for kWh saved) | 0.3 |  | Interior | Small Business Bonus | 30% |  | MC | Watts | Fixtures
EXIT_Sign | EXIT_Sign | Payback Period | 0.5 |  | Exterior | Multiple Project Bonus | 10% |  | LTC1 | 60 | 0
Fluor_T8_Linear | Fluor_T8_Linear | Interactive Factor Demand | 1.25 | [5 empty] | LTC2 | 40 | 0
Fluor_T12_Linear_And_Other | Fluor_T12_Linear_And_Other | Interactive Factor Energy (cooling) | 1.13 |  | None |  |  |  | LTC3 | 120 | 0
Fluor_U_Tubes | Fluor_U_Tubes | In-Service Rate (ISR) Fixture | 0.97 |  | Natural Gas |  |  |  | LTC4 | 175 | 0
Incand_Halogen | Incand_Halogen | In-Service Rate (ISR) Controls | 0.98 |  | Fuel Oil |  |  |  | LTC5 | 175 | 4
HP_Sodium | HP_Sodium | Operating Hour Adjustment Factor (OHAF) | 0.98 |  | Electric Resistance |  |  |  | LTC6 | 175 | 4
Incand_Standard | Incand_Standard | Interactive Factor Fuel Oil | -0.0047 |  | Heat Pump |  |  |  | LTC7 | 0 | 0
Metal_Halide | Metal_Halide | Interactive Factor Electric Resistance Heat | -0.16 | [5 empty] | LTN7 | 0 | 0
Mercury_Vapor | Mercury_Vapor | Interactive Factor Electric Heat Pump Heat | -0.06
CFL_Fixtures | Rep_CFL_Fixtures | Interactive Factor Natural Gas | -0.0065
Traffic_Signals | Traffic_Signals | Interactive Factor Demand for LTL16 Reach in Freezer or Cooler Ltg | 1.52
|  | Interactive Factor Energy for LTL16 Reach in Freezer or Cooler Ltg | 1.4
EXIT_Sign | Fluor_T8_Linear | Fluor_T12_Linear_And_Other | Fluor_U_Tubes | Incand_Halogen | HP_Sodium | Incand_Standard | Metal_Halide | Mercury_Vapor | Traffic_Signals | Yes/No | UtilityName | UtilityName_CAP
ECF5/1 | F1.51LS | F1.51SS | FU1EE | H100/1 | HPS100/1 | I100/1 | MH100/1 | MV100/1 | 12" Red Circle |  | Pepco | PEPCO
ECF5/2 | F1.52LS | F1.52SS | FU1ES | H150/1 | HPS1000/1 | I1000/1 | MH100/1-L | MV1000/1 | 12" Green Circle | Y | Delmarva Power | DELMARVA POWER
ECF6/1 | F21ILL | F21HS | FU1ILL | H250/1 | HPS150/1 | I100E/1 | MH1000/1 | MV160/1 | 12" Yellow Flashing Circle | N
ECF6/2 | F21ILL/T2 | F21SS | FU1ILU | H300/1 | HPS200/1 | I100EL/1 | MH125/1 | MV175/1 | 12" Red Flashing Circle
ECF7/1 | F21ILL/T2-R | F22HS | FU1ILU-H | H35/1 | HPS250/1 | I110/1 | MH150/1 | MV250/1 | 8" Red Circle
ECF7/2 | F21ILL/T3 | F22SS | FU1LL | H42/1 | HPS310/1 | I116/1 | MH150/1-L | MV40/1 | 8" Green Circle
ECF9/1 | F21ILL/T3-R | F23SS | FU1LL-R | H45/1 | HPS35/1 | I120/1 | MH1500/1 | MV400/1 | 8" Yellow Flashing Circle
ECF9/2 | F21ILL/T4 | F24SS | FU1SE | H50/1 | HPS360/1 | I120/1 | MH175/1 | MV50/1 | 8" Red Flashing Circle
EF2/2 | F21ILL/T4-R | F26SS/2 | FU1SS | H500/1 | HPS400/1 | I125/1 | MH175/1-L | MV700/1 | Pedestrian Signal
EF6/1 | F21ILL-R | F31EE/T2 | FU2EE | H52/1 | HPS50/1 | I130/1 | MH20/1-L | MV75/1
EF6/2 | F21ILU | F31EL | FU2EL | H55/1 | HPS70/1 | I135/1 | MH200/1
EF8/1 | F21ILU-R | F31ES | FU2ES | H60/1 |  | I15/1 | MH200/1-L
EF8/2 | F21ILU-V | F31ES/T2 | FU2ILL | H72/1 |  | I150/1 | MH22/1-L
EI10/2 | F21LL | F31SE/T2 | FU2ILL/T4 | H75/1 |  | I1500/1 | MH250/1
EI15/1 | F21LL/T2 | F31SHS | FU2ILL/T4-R | H90/1 |  | I150E/1 | MH250/1-L
EI15/2 | F21LL/T3 | F31SL | FU2ILL-H | HLV50/1 |  | I150EL/1 | MH32/1
EI20/1 | F21LL/T4 | F31SS | FU2ILL-R |  |  | I160/1 | MH320/1
EI20/2 | F21LL-R | F31SS/T2 | FU2ILU |  |  | I170/1 | MH320/1-L
EI25/1 | F21SL | F32EE | FU2ILU-R |  |  | I20/1 | MH350/1
EI25/2 | F22ILL | F32EL | FU2ILU-V |  |  | I200/1 | MH350/1-L
EI34/1 | F22ILL/T4 | F32EL/T4 | FU2LL |  |  | I2000/1 | MH360/1
EI34/2 | F22ILL/T4-R | F32ES | FU2LL/T2 |  |  | I200L/1 | MH39/1
EI40/1 | F22ILL-R | F32SE | FU2LL-R |  |  | I25/1 | MH39/1-L
EI40/2 | F22ILU | F32SHS | FU2SE |  |  | I250/1 | MH400/1
EI5/1 | F22ILU/T4-R | F32SL | FU2SL |  |  | I30/1 | MH400/1-L
EI5/2 | F22ILU-R | F32SS | FU2SS |  |  | I300/1 | MH450/1
EI50/2 | F22ILU-V | F33ES | FU3EE |  |  | I34/1 | MH450/1-L
EI6/1 | F22LL | F33SE | FU3ILL |  |  | I36/1 | MH50/1
EI6/2 | F22LL/T4 | F33SS | FU3ILL-R |  |  | I40/1 | MH50/1-L
EI7.5/1 | F22LL-R | F34EE | FU3ILU |  |  | I400/1 | MH70/1
EI7.5/2 | F23ILL | F34SE | FU3ILU-R |  |  | I40E/1 | MH70/1-L
| F23ILL-H | F34SL | FU3SE |  |  | I40EL/1 | MH750/1
| F23ILL-R | F34SS |  |  |  | I42/1
| F23ILU | F36EE |  |  |  | I45/1
| F23ILU-R | F36ES |  |  |  | I50/1
| F23ILU-V | F36SE |  |  |  | I500/1
| F23LL | F36SS |  |  |  | I52/1
| F23LL-R | F40SE/D1 |  |  |  | I54/1
| F24ILL | F40SE/D2 |  |  |  | I55/1
| F24ILL-R | F41EE |  |  |  | I60/1
| F24ILU | F41EE/D2 |  |  |  | I60E/1
| F24ILU-R | F41EE/T2 |  |  |  | I60EL/1
| F24LL | F41EHS |  |  |  | I65/1
| F24LL-R | F41EIS |  |  |  | I67/1
| F31ILL | F41EL |  |  |  | I69/1
| F31ILL/T2 | F41IAL |  |  |  | I7.5/1
| F31ILL/T2-H | F41IAL/T2-R |  |  |  | I72/1
| F31ILL/T2-R | F41IAL/T3-R |  |  |  | I75/1
| F31ILL/T3 | F41IAL/T4-R |  |  |  | I750/1
| F31ILL/T3-R | F41SHS |  |  |  | I75E/1
| F31ILL/T4 | F41SIL |  |  |  | I75EL/1
| F31ILL/T4-R | F41SIL/T2 |  |  |  | I80/1
| F31ILL-H | F41SVS |  |  |  | I85/1
| F31ILL-R | F41TS |  |  |  | I90/1
| F31ILU | F42EE |  |  |  | I93/1
| F31ILU/T2 | F42EE/2 |  |  |  | I95/1
| F31ILU/T2-R | F42EE/D2
| F31ILU/T3-R | F42EHS
| F31ILU/T4-R | F42EIS
| F31ILU-R | F42EL
| F31LL | F42IAL/T4-R
| F31LL/T2 | F42IAL-R
| F31LL/T3 | F42SHS
| F31LL/T4 | F42SIL
| F31LL-H | F42SVS
| F31LL-R | F43EE
| F32ILL | F43EE/T2
| F32ILL/2-R | F43EHS
| F32ILL/T4 | F43EIS
| F32ILL/T4-R | F43EL
| F32ILL-H | F43IAL-R
| F32ILL-R | F43SHS
| F32ILU | F43SIL
| F32ILU/T4-R | F43SVS
| F32ILU-R | F44EE
| F32LL | F44EE/D3
| F32LL/T4 | F44EE/D4
| F32LL-H | F44EHS
| F32LL-R | F44EIS
| F32LL-V | F44EL
| F33ILL | F44EVS
| F33ILL-R | F44IAL-R
| F33ILU | F44SHS
| F33ILU-R | F44SIL
| F33LL | F44SVS
| F33LL-R | F46EE
| F34ILL | F46EL
| F34ILL/2-R | F46SL
| F34ILL-R | F48EE
| F34ILU | F51SHE
| F34ILU-R | F51SHL
| F34LL | F51SHS
| F34LL-R | F51SL
| F36ILL/2 | F51SS
| F36ILL/2-R | F51SVS
| F41GELL | F52SHE
| F41GELL-R | F52SHL
| F41GLL | F52SHS
| F41GLL-R | F52SL
| F41GNLL | F52SS
| F41GNLL-R | F52SVS
| F41GRLL | F61ISL
| F41GRLL-R | F61SHS
| F41IELL | F61SS
| F41IELL/T2 | F61SVS
| F41IELL/T3 | F62ISL
| F41IELL/T4 | F62SE
| F41IELL-H | F62SHE
| F41IELL-R | F62SHL
| F41IELU | F62SHS
| F41IELU/T2 | F62SL
| F41IELU/T2-R | F62SS
| F41IELU/T3 | F62SVS
| F41IELU/T3-R | F63ISL
| F41IELU/T4 | F63SS
| F41IELU/T4-R | F64ISL
| F41IELU-H | F64SE
| F41IELU-R | F64SHE
| F41ILL | F64SS
| F41ILL/T2 | F81EE
| F41ILL/T2-H | F81EE/T2
| F41ILL/T2-R | F81EHL
| F41ILL/T3 | F81EHS
| F41ILL/T3-H | F81EL
| F41ILL/T3-R | F81EL/T2
| F41ILL/T4 | F81EVS
| F41ILL/T4-R | F81SGS
| F41ILL-H | F81SHS
| F41ILL-R | F81SL
| F41ILU | F81SL/T2
| F41ILU/T2 | F81SVS
| F41ILU/T2-R | F82EE
| F41ILU/T3 | F82EHE
| F41ILU/T3-R | F82EHL
| F41ILU/T4 | F82EHS
| F41ILU/T4-R | F82EL
| F41ILU-H | F82EVS
| F41ILU-R | F82SHE
| F41INLU | F82SHL
| F41INLU/T3-R | F82SHS
| F41INLU/T4-R | F82SL
| F41INLU-R | F82SVS
| F41INLU-V | F83EE
| F41IRLL | F83EHE
| F41IRLL-V | F83EHS
| F41IRLU | F83EL
| F41IRLU/T3-R | F83EVS
| F41IRLU/T4-R | F83SHE
| F41IRLU-R | F83SHS
| F41IRLU-V | F83SL
| F41LE | F83SVS
| F41LHL | F84EE
| F41LL | F84EHE
| F41LL/T2 | F84EHL
| F41LL/T2-H | F84EHS
| F41LL/T2-R | F84EL
| F41LL/T3 | F84EVS
| F41LL/T3-H | F84SHE
| F41LL/T3-R | F84SHL
| F41LL/T4 | F84SHS
| F41LL/T4-R | F84SL
| F41LL-H | F84SVS
| F41LL-R | F86EE
| F42GELL | F86EHS
| F42GELL-R | F88EHE
| F42GLL | F88SHS
F42GLL-R
F42GLL-V
F42GNLL
F42GNLL-R
F42GRLL
F42GRLL-R
F42IELL
F42IELL/T4
F42IELL/T4-R
F42IELL-H
F42IELL-R
F42IELU
F42IELU/T4
F42IELU/T4-R
F42IELU-R
F42IELU-V
F42ILL
F42ILL/2
F42ILL/2-R
F42ILL/T4
F42ILL/T4-R
F42ILL-H
F42ILL-R
F42ILL-V
F42ILU
F42ILU/T4
F42ILU/T4-R
F42ILU-R
F42ILU-V
F42INLL
F42INLL-V
F42INLU
F42INLU/T4-R
F42INLU-R
F42INLU-V
F42IRLL
F42IRLL-V
F42IRLU
F42IRLU/T4-R
F42IRLU-R
F42IRLU-V
F42LE
F42LHL
F42LL
F42LL/2
F42LL/T4
F42LL/T4-R
F42LL-H
F42LL-R
F42LL-V
F43GELL
F43GELL-R
F43GLL
F43GLL-R
F43GLL-V
F43GNLL
F43GNLL-R
F43GRLL
F43GRLL-R
F43IELL
F43IELL/2
F43IELL/2-H
F43IELL/2-R
F43IELL-H
F43IELL-R
F43IELU
F43IELU-R
F43IELU-V
F43ILL
F43ILL/2
F43ILL/2-H
F43ILL/2-R
F43ILL-H
F43ILL-R
F43ILL-V
F43ILU
F43ILU-R
F43ILU-V
F43INLL
F43INLL-V
F43INLU
F43INLU-R
F43INLU-V
F43IRLL
F43IRLL-H
F43IRLL-V
F43IRLU
F43IRLU-R
F43IRLU-V
F43LE
F43LHL
F43LL
F43LL/2
F43LL-H
F43LL-R
F44GELL
F44GELL-R
F44GLL
F44GLL-R
F44GLL-V
F44GNLL
F44GNLL-R
F44GRLL
F44GRLL-R
F44IELL
F44IELL/2
F44IELL/2-H
F44IELL/2-R
F44IELL-R
F44IELU
F44IELU-R
F44ILL
F44ILL/2
F44ILL/2-H
F44ILL/2-R
F44ILL/2-V
F44ILL-R
F44ILL-V
F44ILU
F44ILU-R
F44ILU-V
F44INLL
F44INLU
F44INLU-R
F44INLU-V
F44IRLL
F44IRLL-R
F44IRLU
F44IRLU-R
F44IRLU-V
F44LE
F44LHL
F44LL
F44LL/2
F44LL-R
F45ILL/2
F45GLL/2-V
F46GLL/2
F46GLL/2-R
F46GLL/2-V
F46IELU/2
F46IELU/2-R
F46ILL/2
F46ILL/2-R
F46ILL/2-V
F46ILU/2
F46ILU/2-R
F46ILU/2-V
F46INLU/2-R
F46INLU/2-V
F46IRLU/2-R
F46IRLU/2-V
F46LL/2
F48GLL/2
F48GLL/2-R
F48GLL/2-V
F48ILL/2
F48ILL/2-R
F48ILU/2
F48ILU/2-R
F51ILL
F51ILL/T2
F51ILL/T3
F51ILL/T4
F51ILL-R
F52ILL
F52ILL/T4
F52ILL-H
F52ILL-R
F53ILL
F53ILL-H
F54ILL
F54ILL-H
F81IELU
F81ILL
F81ILL/T2
F81ILL/T2-R
F81ILL-H
F81ILL-R
F81ILL-V
F81ILU
F81LHL/T2
F82IELU
F82ILL
F82ILL-R
F82ILL-V
F82ILU
F82LHL
F83ILL
F84ILL
F84ILL/2-V
F84LHL
F86ILL
Fixture Code | Watts Per Fixture | Description
ECF5/1 | 9 | EXIT Compact Fluorescent, (1) 5W lamp
ECF5/2 | 20 | EXIT Compact Fluorescent, (2) 5W lamps
ECF6/1 | 13 | EXIT Compact Fluorescent, (1) 6W lamp
ECF6/2 | 26 | EXIT Compact Fluorescent, (2) 6W lamps, (2) ballasts
ECF7/1 | 10 | EXIT Compact Fluorescent, (1) 7W lamp
ECF7/2 | 21 | EXIT Compact Fluorescent, (2) 7W lamps
ECF9/1 | 12 | EXIT Compact Fluorescent, (1) 9W lamp
ECF9/2 | 20 | EXIT Compact Fluorescent, (2) 9W lamps
EF2/2 | 5 | EXIT Sub-miniature T-1 Fluorescent, (2) lamps
EF6/1 | 9 | EXIT Miniature Bi-pin Fluorescent, (1) 6W lamp, (1) ballast
EF6/2 | 18 | EXIT Miniature Bi-pin Fluorescent, (2) 6W lamps, (2) ballasts
EF8/1 | 12 | EXIT T5 Fluorescent, (1) 8W lamp
EF8/2 | 24 | EXIT T5 Fluorescent, (2) 8W lamps
EI10/2 | 20 | EXIT Incandescent, (2) 10W lamps
EI15/1 | 15 | EXIT Incandescent, (1) 15W lamp
EI15/2 | 30 | EXIT Incandescent, (2) 15W lamps
EI20/1 | 20 | EXIT Incandescent, (1) 20W lamp
EI20/2 | 40 | EXIT Incandescent, (2) 20W lamps
EI25/1 | 25 | EXIT Incandescent, (1) 25W lamp
EI25/2 | 50 | EXIT Incandescent, (2) 25W lamps
EI34/1 | 34 | EXIT Incandescent, (1) 34W lamp
EI34/2 | 68 | EXIT Incandescent, (2) 34W lamps
EI40/1 | 40 | EXIT Incandescent, (1) 40W lamp
EI40/2 | 80 | EXIT Incandescent, (2) 40W lamps
EI5/1 | 5 | EXIT Incandescent, (1) 5W lamp
EI5/2 | 10 | EXIT Incandescent, (2) 5W lamps
EI50/2 | 100 | EXIT Incandescent, (2) 50W lamps
EI6/1 | 6 | EXIT Incandescent, (1) 6 W lamp
EI6/2 | 12 | EXIT Incandescent, (2) 6 W lamps
EI7.5/1 | 8 | EXIT Tungsten, (1) 7.5 W lamp
EI7.5/2 | 15 | EXIT Tungsten, (2) 7.5 W lamps
F1.51LS | 19 | Fluorescent, (1) 18" T-8 lamp
F1.52LS | 36 | Fluorescent, (2) 18" T-8 lamps
F21ILL | 18 | Fluorescent, (1) 24", T-8 lamp, Instant Start Ballast, NLO (0.85 < BF < 0.95)
F21ILL/T2 | 16.5 | Fluorescent, (1) 24", T-8 lamp, Tandem 2-lamp IS Ballast, NLO (0.85 < BF < 0.95)
F21ILL/T2-R | 15 | Fluorescent, (1) 24", T-8 lamp, Tandem 2-lamp IS Ballast, RLO (BF< 0.85)
F21ILL/T3 | 15.6667 | Fluorescent, (1) 24", T-8 lamp, Tandem 3-lamp IS Ballast, NLO (0.85 < BF < 0.95)
F21ILL/T3-R | 13.6667 | Fluorescent, (1) 24", T-8 lamp, Tandem 3-lamp IS Ballast, RLO (BF< 0.85)
F21ILL/T4 | 14.75 | Fluorescent, (1) 24", T-8 lamp, Tandem 4-lamp IS Ballast, NLO (0.85 < BF < 0.95)
F21ILL/T4-R | 13.25 | Fluorescent, (1) 24", T-8 lamp, Tandem 4-lamp IS Ballast, RLO (BF< 0.85)
F21ILL-R | 17 | Fluorescent, (1) 24", T-8 lamp, Instant Start Ballast, RLO (BF< 0.85)
F21ILU | 17 | Fluorescent, (1) 24", T-8 lamp, Instant Start Ballast, NLO (0.85 < BF < 0.95)
F21ILU-R | 15 | Fluorescent, (1) 24", T-8 lamp, Instant Start Ballast, RLO (BF< 0.85)
F21ILU-V | 22 | Fluorescent, (1) 24", T-8 lamps, Instant Start Ballast, VHLO ( BF > 1.1)
F21LL | 16 | Fluorescent, (1) 24", T-8 lamp, Rapid Start Ballast, NLO (0.85 < BF < 0.95)
F21LL/T2 | 15.5 | Fluorescent, (1) 24", T-8 lamp, Tandem 2-Lamp RS Ballast, NLO (0.85 < BF < 0.95)
F21LL/T3 | 17.3333 | Fluorescent, (1) 24", T-8 lamp, Tandem 3-Lamp RS Ballast, NLO (0.85 < BF < 0.95)
F21LL/T4 | 17 | Fluorescent, (1) 24", T-8 lamp, Tandem 4-Lamp RS Ballast, NLO (0.85 < BF < 0.95)
F21LL-R | 15 | Fluorescent, (1) 24", T-8 lamp, Rapid Start Ballast, RLO (BF< 0.85)
F21SL | 24 | Fluorescent, (1) 24", T-8 lamp, Standard Ballast
F22ILL | 33 | Fluorescent, (2) 24", T-8 lamps, Instant Start Ballast, NLO (0.85 < BF < 0.95)
F22ILL/T4 | 29.5 | Fluorescent, (2) 24", T-8 lamps, Tandem 4-lamp IS Ballast, NLO (0.85 < BF < 0.95)
F22ILL/T4-R | 26.5 | Fluorescent, (2) 24", T-8 lamps, Tandem 4-lamp IS Ballast, RLO (BF<.85)
F22ILL-R | 30 | Fluorescent, (2) 24", T-8 lamps, Instant Start Ballast, RLO (BF< 0.85)
F22ILU | 30 | Fluorescent, (2) 24", T-8 lamps, Instant Start Ballast, NLO (0.85 < BF < 0.95)
F22ILU/T4-R | 26 | Fluorescent, (2) 24", T-8 lamps, Tandem 4-lamp IS Ballast, RLO (BF< 0.85)
F22ILU-R | 27 | Fluorescent, (2) 24", T-8 lamps, Instant Start Ballast, RLO (BF< 0.85)
F22ILU-V | 41 | Fluorescent, (2) 24", T-8 lamps, Instant Start Ballast, VHLO ( BF > 1.1)
F22LL | 31 | Fluorescent, (2) 24", T-8 lamps, Rapid Start Ballast, NLO (0.85 < BF < 0.95)
F22LL/T4 | 34 | Fluorescent, (2) 24", T-8 lamps, Tandem 4-lamp RS Ballast, NLO (0.85 < BF < 0.95)
F22LL-R | 28 | Fluorescent, (2) 24", T-8 lamps, Rapid Start Ballast, RLO (BF< 0.85)
F23ILL | 47 | Fluorescent, (3) 24", T-8 lamps, Instant Start Ballast, NLO (0.85 < BF < 0.95)
F23ILL-H | 51 | Fluorescent, (3) 24", T-8 lamps, Instant Start Ballast, HLO (0.95 < BF < 1.1)
F23ILL-R | 41 | Fluorescent, (3) 24", T-8 lamps, Instant Start Ballast, RLO (BF< 0.85)
F23ILU | 45 | Fluorescent, (3) 24", T-8 lamps, Instant Start Ballast, NLO (0.85 < BF < 0.95)
F23ILU-R | 40 | Fluorescent, (3) 24", T-8 lamps, Instant Start Ballast, RLO (BF< 0.85)
F23ILU-V | 59 | Fluorescent, (3) 24", T-8 lamps, Instant Start Ballast, VHLO ( BF > 1.1)
F23LL | 52 | Fluorescent, (3) 24", T-8 lamps, Rapid Start Ballast, NLO (0.85 < BF < 0.95)
F23LL-R | 41 | Fluorescent, (3) 24", T-8 lamps, Rapid Start Ballast, RLO (BF< 0.85)
F24ILL | 59 | Fluorescent, (4) 24", T-8 lamps, Instant Start Ballast, NLO (0.85 < BF < 0.95)
F24ILL-R | 53 | Fluorescent, (4) 24", T-8 lamps, Instant Start Ballast, RLO (BF< 0.85)
F24ILU | 57 | Fluorescent, (4) 24", T-8 lamps, Instant Start Ballast, NLO (0.85 < BF < 0.95)
F24ILU-R | 52 | Fluorescent, (4) 24", T-8 lamps, Instant Start Ballast, RLO (BF< 0.85)
F24LL | 68 | Fluorescent, (4) 24", T-8 lamps, Rapid Start Ballast, NLO (0.85 < BF < 0.95)
F24LL-R | 57 | Fluorescent, (4) 24", T-8 lamps, Rapid Start Ballast, RLO (BF< 0.85)
F31ILL | 26 | Fluorescent, (1) 36", T-8 lamp, Instant Start Ballast, NLO (0.85 < BF < 0.95)
F31ILL/T2 | 23 | Fluorescent, (1) 36", T-8 lamp, Tandem 2-lamp IS Ballast, NLO (0.85 < BF < 0.95)
F31ILL/T2-H | 26 | Fluorescent, (1) 36", T-8 lamp, Tandem 3-lamp IS Ballast, 1 lead capped, HLO (0.95 < BF < 1.1)
F31ILL/T2-R | 21 | Fluorescent, (1) 36", T-8 lamp, Tandem 2-lamp IS Ballast, RLO (BF< 0.85)
F31ILL/T3 | 22.6667 | Fluorescent, (1) 36", T-8 lamp, Tandem 3-lamp IS Ballast, NLO (0.85 < BF < 0.95)
F31ILL/T3-R | 20.3333 | Fluorescent, (1) 36", T-8 lamp, Tandem 3-lamp IS Ballast, RLO (BF< 0.85)
F31ILL/T4 | 22 | Fluorescent, (1) 36", T-8 lamp, Tandem 4-lamp IS Ballast, NLO (0.85 < BF < 0.95)
F31ILL/T4-R | 19.5 | Fluorescent, (1) 36", T-8 lamp, Tandem 4-lamp IS Ballast, RLO (BF< 0.85)
F31ILL-H | 28 | Fluorescent, (1) 36", T-8 lamp, Instant Start Ballast, HLO (0.95 < BF < 1.1)
F31ILL-R | 22 | Fluorescent, (1) 36", T-8 lamp, Instant Start Ballast, RLO (BF< 0.85)
F31ILU | 23 | Fluorescent, (1) 36", T-8 lamp, Instant Start Ballast, NLO (0.85 < BF < 0.95)
F31ILU/T2 | 22 | Fluorescent, (1) 36", T-8 lamp, Tandem 2-lamp IS Ballast, NLO (0.85 < BF < 0.95)
F31ILU/T2-R | 19.5 | Fluorescent, (1) 36", T-8 lamp, Tandem 2-lamp IS Ballast, RLO (BF< 0.85)
F31ILU/T3-R | 19.3333 | Fluorescent, (1) 36", T-8 lamp, Tandem 3-lamp IS Ballast, RLO (BF< 0.85)
F31ILU/T4-R | 19.25 | Fluorescent, (1) 36", T-8 lamp, Tandem 4-lamp IS Ballast, RLO (BF< 0.85)
F31ILU-R | 20 | Fluorescent, (1) 36", T-8 lamp, Instant Start Ballast, RLO (BF< 0.85)
F31LL | 24 | Fluorescent, (1) 36", T-8 lamp, Rapid Start Ballast, NLO (0.85 < BF < 0.95)
F31LL/T2 | 23 | Fluorescent, (1) 36", T-8 lamp, Tandem 2-lamp RS Ballast, NLO (0.85 < BF < 0.95)
F31LL/T3 | 24 | Fluorescent, (1) 36", T-8 lamp, Tandem 3-lamp RS Ballast, NLO (0.85 < BF < 0.95)
F31LL/T4 | 22.25 | Fluorescent, (1) 36", T-8 lamp, Tandem 4-lamp RS Ballast, NLO (0.85 < BF < 0.95)
F31LL-H | 26 | Fluorescent, (1) 36", T-8 lamp, Rapid Start Ballast, HLO (0.95 < BF < 1.1)
F31LL-R | 23 | Fluorescent, (1) 36", T-8 lamp, Rapid Start Ballast, RLO (BF< 0.85)
F32ILL | 46 | Fluorescent, (2) 36", T-8 lamps, Instant Start Ballast, NLO (0.85 < BF < 0.95)
F32ILL/2-R | 44 | Fluorescent, (2) 36", T-8 lamps, (2) Instant Start Ballasts, RLO (BF< 0.85)
F32ILL/T4 | 44 | Fluorescent, (2) 36", T-8 lamps, Tandem 4-lamp IS Ballast, NLO (0.85 < BF < 0.95)
F32ILL/T4-R | 39 | Fluorescent, (2) 36", T-8 lamps, Tandem 4-lamp IS Ballast, RLO (BF< 0.85)
F32ILL-H | 52 | Fluorescent, (2) 36", T-8 lamps, Instant Start Ballast, HLO (0.95 < BF < 1.1)
F32ILL-R | 42 | Fluorescent, (2) 36", T-8 lamps, Instant Start Ballast, RLO (BF< 0.85)
F32ILU | 44 | Fluorescent, (2) 36", T-8 lamps, Instant Start Ballast, NLO (0.85 < BF < 0.95)
F32ILU/T4-R | 38.5 | Fluorescent, (2) 36", T-8 lamps, Tandem 4-lamp IS Ballast, RLO (BF< 0.85)
F32ILU-R | 39 | Fluorescent, (2) 36", T-8 lamps, Instant Start Ballast, RLO (BF< 0.85)
F32LL | 46 | Fluorescent, (2) 36", T-8 lamps, Rapid Start Ballast, NLO (0.85 < BF < 0.95)
F32LL/T4 | 44.5 | Fluorescent, (2) 36", T-8 lamps, Tandem 4-lamp RS Ballast, NLO (0.85 < BF < 0.95)
F32LL-H | 50 | Fluorescent, (2) 36", T-8 lamps, Rapid Start Ballast, HLO (0.95 < BF < 1.1)
F32LL-R | 42 | Fluorescent, (2) 36", T-8 lamps, Rapid Start Ballast, RLO (BF< 0.85)
F32LL-V | 70 | Fluorescent, (2) 36", T-8 lamps, Rapid Start Ballast, VHLO (BF > 1.1)
F33ILL | 68 | Fluorescent, (3) 36", T-8 lamps, Instant Start Ballast, NLO (0.85 < BF < 0.95)
F33ILL-R | 61 | Fluorescent, (3) 36", T-8 lamps, Instant Start Ballast, RLO (BF< 0.85)
F33ILU | 65 | Fluorescent, (3) 36", T-8 lamps, Instant Start Ballast, NLO (0.85 < BF < 0.95)
F33ILU-R | 58 | Fluorescent, (3) 36", T-8 lamps, Instant Start Ballast, RLO (BF< 0.85)
F33LL | 72 | Fluorescent, (3) 36", T-8 lamps, Rapid Start Ballast, NLO (0.85 < BF < 0.95)
F33LL-R | 62 | Fluorescent, (3) 36", T-8 lamps, Rapid Start Ballast, RLO (BF< 0.85)
F34ILL | 88 | Fluorescent, (4) 36", T-8 lamps, Instant Start Ballast, NLO (0.85 < BF < 0.95)
F34ILL/2-R | 84 | Fluorescent, (4) 36", T-8 lamps, (2) Instant Start Ballasts, RLO (BF< 0.85)
F34ILL-R | 78 | Fluorescent, (4) 36", T-8 lamps, Instant Start Ballast, RLO (BF< 0.85)
F34ILU | 86 | Fluorescent, (4) 36", T-8 lamps, Instant Start Ballast, NLO (0.85 < BF < 0.95)
F34ILU-R | 77 | Fluorescent, (4) 36", T-8 lamps, Instant Start Ballast, RLO (BF< 0.85)
F34LL | 89 | Fluorescent, (4) 36", T-8 lamps, Rapid Start Ballast, NLO (0.85 < BF < 0.95)
F34LL-R | 84 | Fluorescent, (4) 36", T-8 lamps, Rapid Start Ballast, RLO (BF< 0.85)
F36ILL/2 | 135 | Fluorescent, (6) 36", T-8 lamps, (2) Instant Start Ballasts, NLO (0.85 < BF < 0.95)
F36ILL/2-R | 121 | Fluorescent, (6) 36", T-8 lamps, (2) Instant Start Ballasts, RLO (BF< 0.85)
F41GELL | 28 | Fluorescent (1) 48" T-8 @ 30W lamp, Prog. Start or PRS Ballast, NLO (0.85 < BF < 0.95)
F41GELL-R | 24 | Fluorescent (1) 48" T-8 @ 30W lamp, Prog. Start or PRS Ballast, RLO (BF < 0.85)
F41GLL | 30 | Fluorescent (1) 48" T-8 lamp, Prog. Start or PRS Ballast, NLO (0.85 < BF < 0.95)
F41GLL-R | 25 | Fluorescent (1) 48" T-8 lamp, Prog. Start or PRS Ballast, RLO (BF< 0.85)
F41GNLL | 24 | Fluorescent (1) 48" T-8 @ 25W lamp, Prog. Start or PRS Ballast, NLO (0.85 < BF < 0.95)
F41GNLL-R | 21 | Fluorescent (1) 48" T-8 @ 25W lamp, Prog. Start or PRS Ballast, RLO (BF< 0.85)
F41GRLL | 26 | Fluorescent (1) 48" T-8 @ 28W lamp, Prog. Start or PRS Ballast, NLO (0.85 < BF < 0.95)
F41GRLL-R | 22 | Fluorescent (1) 48" T-8 @ 28W lamp, Prog. Start or PRS Ballast, RLO (BF< 0.85)
F41IELL | 29 | Fluorescent (1) 48" T-8 @ 30W lamp, Instant Start Ballast, NLO (0.85 < BF < 0.95)
F41IELL/T2 | 27.5 | Fluorescent (1) 48" T-8 @ 30W lamp, Tandem 2-lamp IS Ballast, NLO (0.85 < BF < 0.95)
F41IELL/T3 | 27 | Fluorescent (1) 48" T-8 @ 30W lamp, Tandem 3-lamp IS Ballast, NLO (0.85 < BF < 0.95)
F41IELL/T4 | 26.5 | Fluorescent (1) 48" T-8 @ 30W lamp, Tandem 4-lamp IS Ballast, NLO (0.85 < BF < 0.95)
F41IELL-H | 34 | Fluorescent (1) 48" T-8 @ 30W lamp, Instant Start Ballast, HLO (0.95 < BF < 1.1)
F41IELL-R | 26 | Fluorescent (1) 48" T-8 @ 30W lamp, Instant Start Ballast, RLO (BF < 0.85)
F41IELU | 27 | Fluorescent, (1) 48", T-8 @ 30W lamp, Instant Start Ballast, NLO (0.85 < BF < 0.95)
F41IELU/T2 | 26 | Fluorescent (1) 48" T-8 @ 30W lamp, Tandem 2-lamp IS Ballast, NLO (0.85 < BF < 0.95)
F41IELU/T2-R | 22.5 | Fluorescent (1) 48" T-8 @ 30W lamp, Tandem 2-lamp IS Ballast, RLO (BF< 0.85)
F41IELU/T3 | 25.6667 | Fluorescent (1) 48" T-8 @ 30W lamp, Tandem 3-lamp IS Ballast, NLO (0.85 < BF < 0.95)
F41IELU/T3-R | 22.6667 | Fluorescent (1) 48" T-8 @ 30W lamp, Tandem 3-lamp IS Ballast, RLO (BF< 0.85)
F41IELU/T4 | 25.25 | Fluorescent (1) 48" T-8 @ 30W lamp, Tandem 4-lamp IS Ballast, NLO (0.85 < BF < 0.95)
F41IELU/T4-R | 22.25 | Fluorescent (1) 48" T-8 @ 30W lamp, Tandem 4-lamp IS Ballast, RLO (BF< 0.85)
F41IELU-H | 32 | Fluorescent (1) 48" T-8 @ 30W lamp, Instant Start Ballast, HLO (0.95 < BF < 1.1)
F41IELU-R | 24 | Fluorescent (1) 48" T-8 @ 30W lamp, Instant Start Ballast, RLO (BF< 0.85)
F41ILL | 31 | Fluorescent, (1) 48", T-8 lamp, Instant Start Ballast, NLO (0.85 < BF < 0.95)
F41ILL/T2 | 29 | Fluorescent, (1) 48", T-8 lamp, Tandem 2-lamp IS Ballast, NLO (0.85 < BF < 0.95)
F41ILL/T2-H | 33 | Fluorescent, (1) 48", T-8 lamp, Tandem 3-lamp IS Ballast, 1 lead capped, HLO (0.95 < BF < 1.1)
F41ILL/T2-R | 25.5 | Fluorescent, (1) 48", T-8 lamp, Tandem 2-lamp IS Ballast, RLO (BF< 0.85)
F41ILL/T3 | 28.3333 | Fluorescent, (1) 48", T-8 lamp, Tandem 3-lamp IS Ballast, NLO (0.85 < BF < 0.95)
F41ILL/T3-H | 31 | Fluorescent, (1) 48", T-8 lamp, Tandem 4-lamp IS Ballast, 1 lead capped, HLO (0.95 < BF < 1.1)
F41ILL/T3-R | 25.3333 | Fluorescent, (1) 48", T-8 lamp, Tandem 3-lamp IS Ballast, RLO (BF< 0.85)
F41ILL/T4 | 28 | Fluorescent, (1) 48", T-8 lamp, Tandem 4-lamp IS Ballast, NLO (0.85 < BF < 0.95)
F41ILL/T4-R | 24.5 | Fluorescent, (1) 48", T-8 lamp, Tandem 4-lamp IS Ballast, RLO (BF< 0.85)
F41ILL-H | 36 | Fluorescent, (1) 48", T-8 lamp, Instant Start Ballast, HLO (0.95 < BF < 1.1)
F41ILL-R | 27 | Fluorescent, (1) 48", T-8 lamp, Instant Start Ballast, RLO (BF< 0.85)
F41ILU | 28 | Fluorescent, (1) 48", T-8 lamp, Instant Start Ballast, NLO (0.85 < BF < 0.95)
F41ILU/T2 | 27 | Fluorescent, (1) 48", T-8 lamp, Tandem 2-lamp IS Ballast, NLO (0.85 < BF < 0.95)
F41ILU/T2-R | 24 | Fluorescent, (1) 48", T-8 lamp, Tandem 2-lamp IS Ballast, RLO (BF< 0.85)
F41ILU/T3 | 27 | Fluorescent, (1) 48", T-8 lamp, Tandem 3-lamp IS Ballast, NLO (0.85 < BF < 0.95)
F41ILU/T3-R | 24 | Fluorescent, (1) 48", T-8 lamp, Tandem 3-lamp IS Ballast, RLO (BF< 0.85)
F41ILU/T4 | 26.75 | Fluorescent, (1) 48", T-8 lamp, Tandem 4-lamp IS Ballast, NLO (0.85 < BF < 0.95)
F41ILU/T4-R | 23.75 | Fluorescent, (1) 48", T-8 lamp, Tandem 4-lamp IS Ballast, RLO (BF< 0.85)
F41ILU-H | 35 | Fluorescent, (1) 48", T-8 lamp, Instant Start Ballast, HLO (0.95 < BF < 1.1)
F41ILU-R | 25 | Fluorescent, (1) 48", T-8 lamp, Instant Start Ballast, RLO (BF< 0.85)
F41INLU | 23 | Fluorescent, (1), T-8 @ 25W lamp, Instant Start Ballast, NLO (0.85 < BF < 0.95)
F41INLU/T3-R | 19 | Fluorescent, (1) 48", T-8 @ 25W lamp, Tandem 3-lamp IS Ballast, RLO (BF< 0.85)
F41INLU/T4-R | 18.75 | Fluorescent, (1) 48", T-8 @ 25W lamp, Tandem 4-lamp IS Ballast, RLO (BF< 0.85)
F41INLU-R | 21 | Fluorescent, (1), T-8 @ 25W lamp, Instant Start Ballast, RLO (BF< 0.85)
F41INLU-V | 32 | Fluorescent, (1), T-8 @ 25W lamp, Instant Start Ballast, VHLO (BF > 1.1)
F41IRLL | 27 | Fluorescent, (1) 48", T-8 @ 28W lamp, Instant Start Ballast, NLO (0.85 < BF < 0.95)
F41IRLL-V | 35 | Fluorescent, (1) 48" T-8 @ 28W lamp, Instant Start Ballast, VHLO (BF > 1.1)
F41IRLU | 25 | Fluorescent, (1), T-8 @ 28W lamp, Instant Start Ballast, NLO (0.85 < BF < 0.95)
F41IRLU/T3-R | 21 | Fluorescent, (1) 48", T-8 @ 28W lamp, Tandem 3-lamp IS Ballast, RLO (BF< 0.85)
F41IRLU/T4-R | 20.75 | Fluorescent, (1) 48", T-8 @ 28W lamp, Tandem 4-lamp IS Ballast, RLO (BF< 0.85)
F41IRLU-R | 22 | Fluorescent, (1), T-8 @ 28W lamp, Instant Start Ballast, RLO (BF< 0.85)
F41IRLU-V | 33 | Fluorescent, (1), T-8 @ 28W lamp, Instant Start Ballast, VHLO (BF > 1.1)
F41LE | 35 | Fluorescent, (1) 48", T-8 lamp
F41LHL | 59 | Fluorescent, (1) 48", T-8 HO lamps, (1) Instant Start Ballast, NLO (0.85 < BF < 0.95)
F41LL | 32 | Fluorescent, (1) 48", T-8 lamp, Rapid Start Ballast, NLO (0.85 < BF < 0.95)
F41LL/T2 | 30 | Fluorescent, (1) 48", T-8 lamp, Tandem 2-lamp RS Ballast, NLO (0.85 < BF < 0.95)
F41LL/T2-H | 35 | Fluorescent, (1) 48", T-8 lamp, Tandem 3-lamp RS Ballast, 1 lead capped, HLO (0.95 < BF < 1.1)
F41LL/T2-R | 27 | Fluorescent, (1) 48", T-8 lamp, Tandem 2-lamp RS Ballast, RLO (BF< 0.85)
F41LL/T3 | 31 | Fluorescent, (1) 48", T-8 lamp, Tandem 3-lamp RS Ballast, NLO (0.85 < BF < 0.95)
F41LL/T3-H | 32.6667 | Fluorescent, (1) 48", T-8 lamp, Tandem 4-lamp RS Ballast, 1 lead capped, HLO (0.95 < BF < 1.1)
F41LL/T3-R | 25.3333 | Fluorescent, (1) 48", T-8 lamp, Tandem 3-lamp RS Ballast, RLO (BF< 0.85)
F41LL/T4 | 29.5 | Fluorescent, (1) 48", T-8 lamp, Tandem 4-lamp RS Ballast, NLO (0.85 < BF < 0.95)
F41LL/T4-R | 26.25 | Fluorescent, (1) 48", T-8 lamp, Tandem 4-lamp RS Ballast, RLO (BF< 0.85)
F41LL-H | 39 | Fluorescent, (1) 48", T-8 lamp, Rapid Start Ballast, HLO (0.95 < BF < 1.1)
F41LL-R | 27 | Fluorescent, (1) 48", T-8 lamp, Rapid Start Ballast, RLO (BF< 0.85)
F42GELL | 56 | Fluorescent (2) 48" T-8 @ 30W lamps, Prog. Start or PRS Ballast, NLO (0.85 < BF < 0.95)
F42GELL-R | 43 | Fluorescent (2) 48" T-8 @ 30W lamps, Prog. Start or PRS Ballast, RLO (BF < 0.85)
F42GLL | 59 | Fluorescent (2) 48" T-8 lamps, Prog. Start or PRS Ballast, NLO (0.85 < BF < 0.95)
F42GLL-R | 47 | Fluorescent (2) 48" T-8 lamps, Prog. Start or PRS Ballast, RLO (BF < 0.85)
F42GLL-V | 74 | Fluorescent, (2) 48" T-8 lamps, Prog. Start or PRS Ballast, VHLO (BF > 1.1)
F42GNLL | 44 | Fluorescent (2) 48" T-8 @ 25W lamps, Prog. Start or PRS Ballast, NLO (0.85 < BF < 0.95)
F42GNLL-R | 38 | Fluorescent (2) 48" T-8 @ 25W lamps, Prog. Start or PRS Ballast, RLO (BF< 0.85)
F42GRLL | 49 | Fluorescent (2) 48" T-8 @ 28W lamps, Prog. Start or PRS Ballast, NLO (0.85 < BF < 0.95)
F42GRLL-R | 40 | Fluorescent (2) 48" T-8 @ 28W lamps, Prog. Start or PRS Ballast, RLO (BF< 0.85)
F42IELL | 55 | Fluorescent (2) 48" T-8 @ 30W lamps, Instant Start Ballast, NLO (0.85 < BF < 0.95)
F42IELL/T4 | 53 | Fluorescent (4) 48" T-8 @ 30W lamps, Tandem 4-lamp IS Ballast, NLO (0.85 < BF < 0.95)
F42IELL/T4-R | 46 | Fluorescent (4) 48" T-8 @ 30W lamps, Tandem 4-lamp IS Ballast, RLO (BF< 0.85)
F42IELL-H | 62 | Fluorescent (2) 48" T-8 @ 30W lamps, Instant Start Ballast, HLO (0.95 < BF < 1.1)
F42IELL-R | 49 | Fluorescent (2) 48" T-8 @ 30W lamps, Instant Start Ballast, RLO (BF< 0.85)
F42IELU | 52 | Fluorescent (2) 48" T-8 @ 30W lamps, Instant Start Ballast, NLO (0.85 < BF < 0.95)
F42IELU/T4 | 50.5 | Fluorescent (2) 48" T-8 @ 30W lamps, Tandem 4-lamp IS Ballast, NLO (0.85 < BF < 0.95)
F42IELU/T4-R | 44.5 | Fluorescent (2) 48" T-8 @ 30W lamps, Tandem 4-lamp IS Ballast, RLO (BF< 0.85)
F42IELU-R | 45 | Fluorescent (2) 48" T-8 @ 30W lamps, Instant Start, RLO (BF< 0.85)
F42IELU-V | 70 | Fluorescent (2) 48" T-8 @ 30W lamps, Instant Start, VHLO (BF > 1.1)
F42ILL | 58 | Fluorescent, (2) 48", T-8 lamps, Instant Start Ballast, NLO (0.85 < BF < 0.95)
F42ILL/2 | 62 | Fluorescent, (2) 48", T-8 lamps, (2) 1-lamp Instant Start Ballast, NLO (0.85 < BF < 0.95)
F42ILL/2-R | 54 | Fluorescent, (2) 48" T-8 lamps, (2) 1-lamp Instant Start Ballasts, RLO (BF< 0.85)
F42ILL/T4 | 56 | Fluorescent, (2) 48", T-8 lamps, Tandem 4-lamp IS Ballast, NLO (0.85 < BF < 0.95)
F42ILL/T4-R | 49 | Fluorescent, (2) 48", T-8 lamps, Tandem 4-lamp IS Ballast, RLO (BF< 0.85)
F42ILL-H | 66 | Fluorescent, (2) 48", T-8 lamp, Instant Start Ballast, HLO (0.95 < BF < 1.1)
F42ILL-R | 51 | Fluorescent, (2) 48", T-8 lamps, Instant Start Ballast, RLO (BF< 0.85)
F42ILL-V | 77 | Fluorescent, (2) 48", T-8 lamps, Instant Start Ballast, VHLO (BF > 1.1)
F42ILU | 54 | Fluorescent, (2) 48", T-8 lamps, Instant Start Ballast, NLO (0.85 < BF < 0.95)
F42ILU/T4 | 53.5 | Fluorescent, (2) 48", T-8 lamps, Tandem 4-lamp IS Ballast, NLO (0.85 < BF < 0.95)
F42ILU/T4-R | 47.5 | Fluorescent, (2) 48", T-8 lamps, Tandem 4-lamp IS Ballast, RLO (BF< 0.85)
F42ILU-R | 48 | Fluorescent, (2) 48", T-8 lamps, Instant Start, RLO (BF< 0.85)
F42ILU-V | 73 | Fluorescent, (2) 48", T-8 lamps, Instant Start, VHLO (BF> 1.1)
F42INLL | 46 | Fluorescent, (2) 48", T-8 @ 25W lamps, Instant Start Ballast, NLO (0.85 < BF < 0.95)
F42INLL-V | 65 | Fluorescent, (2) 48" T-8 @ 25W lamps, Instant Start Ballast, VHLO (BF > 1.1)
F42INLU | 43 | Fluorescent, (2), T-8 @ 25W lamps, Instant Start Ballast, NLO (0.85 < BF < 0.95)
F42INLU/T4-R | 37.5 | Fluorescent, (2) 48", T-8 @ 25W lamps, Tandem 4-lamp IS Ballast, RLO (BF< 0.85)
F42INLU-R | 38 | Fluorescent (2) 48" T8 @ 25W lamps, Instant Start Ballast, RLO (BF< 0.85)
F42INLU-V | 60 | Fluorescent, (2) 48", T-8 @ 25W lamps, Instant Start Ballast, VHLO (BF > 1.1)
F42IRLL | 52 | Fluorescent, (2) 48", T-8 @ 28W lamps, Instant Start Ballast, NLO (0.85 < BF < 0.95)
F42IRLL-V | 68 | Fluorescent, (2) 48" T-8 @ 28W lamps, Instant Start Ballast, VHLO (BF > 1.1)
F42IRLU | 48 | Fluorescent, (2), T-8 @ 28W lamps, Instant Start Ballast, NLO (0.85 < BF < 0.95)
F42IRLU/T4-R | 41.5 | Fluorescent, (2) 48", T-8 @ 28W lamps, Tandem 4-lamp IS Ballast, RLO (BF< 0.85)
F42IRLU-R | 43 | Fluorescent, (2) 48", T-8 @ 28W lamps, Instant Start Ballast, RLO (BF< 0.85)
F42IRLU-V | 65 | Fluorescent, (2) 48", T-8 @ 28W lamps, Instant Start Ballast, VHLO (BF > 1.1)
F42LE | 71 | Fluorescent, (2) 48", T-8 lamp
F42LHL | 98 | Fluorescent, (2) 48", T-8 HO lamps, (1) Instant Start Ballast, NLO (0.85 < BF < 0.95)
F42LL | 60 | Fluorescent, (2) 48", T-8 lamps, Rapid Start Ballast, NLO (0.85 < BF < 0.95)
F42LL/2 | 64 | Fluorescent, (2) 48", T-8 lamps, (2) 1-lamp Rapid Start Ballasts, NLO (0.85 < BF < 0.95)
F42LL/T4 | 59 | Fluorescent, (2) 48", T-8 lamps, Tandem 4-lamp RS Ballast, NLO (0.85 < BF < 0.95)
F42LL/T4-R | 52.5 | Fluorescent, (2) 48", T-8 lamp, Tandem 4-lamp RS Ballast, RLO (BF< 0.85)
F42LL-H | 70 | Fluorescent, (2) 48", T-8 lamp, Rapid Start Ballast, HLO (0.95 < BF < 1.1)
F42LL-R | 54 | Fluorescent, (2) 48", T-8 lamp, Rapid Start Ballast, RLO (BF< 0.85)
F42LL-V | 85 | Fluorescent, (2) 48", T-8 lamp, Rapid Start Ballast, VHLO (BF > 1.1)
F43GELL | 83 | Fluorescent (3) 48" T-8 @ 30W lamps, Prog. Start or PRS Ballast, NLO (0.85 < BF < 0.95)
F43GELL-R | 67 | Fluorescent (3) 48" T-8 @ 30W lamps, Prog. Start or PRS Ballast, RLO (BF < 0.85)
F43GLL | 88 | Fluorescent (3) 48" T-8 lamps, Prog. Start or PRS Ballast, NLO (0.85 < BF < 0.95)
F43GLL-R | 72 | Fluorescent (3) 48" T-8 lamps, Prog. Start or PRS Ballast, RLO (BF < 0.85)
F43GLL-V | 108 | Fluorescent, (3) 48" T-8 lamps, Prog. Start or PRS Ballast, VHLO (BF > 1.1)
F43GNLL | 66 | Fluorescent (3) 48" T-8 @ 25W lamps, Prog. Start or PRS Ballast, NLO (0.85 < BF < 0.95)
F43GNLL-R | 56 | Fluorescent, (3) 48" T-8 @ 25W lamps, Prog. Start or PRS Ballast, RLO (BF < 0.85)
F43GRLL | 75 | Fluorescent (3) 48" T-8 @ 28W lamps, Prog. Start or PRS Ballast, NLO (0.85 < BF < 0.95)
F43GRLL-R | 62 | Fluorescent, (3) 48" T-8 @ 28W lamps, Prog. Start or PRS Ballast, RLO (BF < 0.85)
F43IELL | 81 | Fluorescent (3) 48" T-8 @ 30 W lamps, Instant Start Ballast, NLO (0.85 < BF < 0.95)
F43IELL/2 | 84 | Fluorescent (3) 48" T-8 @ 30 W lamps, (1) 1-lamp and (1) 2-lamp IS Ballast, NLO (0.85 < BF < 0.95)
F43IELL/2-H | 96 | Fluorescent (3) 48" T-8 @ 30 W lamps, (1) 2-lamp, (1) 3-lamp IS Ballast, 1 lead capped, HLO (0.95 < BF < 1.1)
F43IELL/2-R | 75 | Fluorescent (3) 48" T-8 @ 30 W lamps, (1) 1-lamp and (1) 2-lamp IS Ballast, RLO (BF < 0.85)
F43IELL-H | 86 | Fluorescent (3) 48" T-8 @ 30 W lamps, Instant Start Ballast, HLO (0.95 < BF < 1.1)
F43IELL-R | 71 | Fluorescent (3) 48" T-8 @ 30 W lamps, Instant Start Ballast, RLO (BF < 0.85)
F43IELU | 77 | Fluorescent (3) 48" T-8 @ 30W lamps, Instant Start Ballast, NLO (0.85 < BF < 0.95)
F43IELU-R | 68 | Fluorescent (3) 48" T-8 @ 30W lamps, Instant Start Ballast, RLO (BF < 0.85)
F43IELU-V | 104 | Fluorescent (3) 48" T-8 @ 30W lamps, Instant Start Ballast, VHLO (BF > 1.1)
F43ILL | 85 | Fluorescent, (3) 48" T-8 lamps, Instant Start Ballast, NLO (0.85 < BF < 0.95)
F43ILL/2 | 89 | Fluorescent, (3) 48" T-8 lamps, (2) Instant Start Ballasts, NLO (0.85 < BF < 0.95)
F43ILL/2-H | 102 | Fluorescent (3) 48" T-8 lamps, (1) 2-lamp and (1) 3-lamp IS Ballast,1 lead capped, HLO (0.95 < BF < 1.1)
F43ILL/2-R | 78 | Fluorescent, (3) 48" T-8 lamps, (1) 1-lamp and (1) 2-lamp IS Ballast, RLO (BF < 0.85)
F43ILL-H | 93 | Fluorescent, (3) 48" T-8 lamps, Instant Start Ballast, HLO (0.95 < BF < 1.1)
F43ILL-R | 76 | Fluorescent, (3) 48" T-8 lamps, Instant Start Ballast, RLO (BF < 0.85)
F43ILL-V | 112 | Fluorescent, (3) 48" T-8 lamps, Instant Start Ballast, VHLO (BF > 1.1)
F43ILU | 81 | Fluorescent, (3) 48" T-8 lamps, Instant Start Ballast, NLO (0.85 < BF < 0.95)
F43ILU-R | 72 | Fluorescent, (3) 48" T-8 lamps, Instant Start Ballast, RLO (BF < 0.85)
F43ILU-V | 108 | Fluorescent, (3) 48" T-8 lamps, Instant Start Ballast, VHLO (BF > 1.1)
F43INLL | 66 | Fluorescent, (3) 48" T-8 @ 25W lamps, Instant Start Ballast, NLO (0.85 < BF < 0.95)
F43INLL-V | 95 | Fluorescent, (3) 48" T-8 @ 25W lamps, Instant Start Ballast, VHLO (BF > 1.1)
F43INLU | 64 | Fluorescent, (3) 48" T-8 lamps @ 25W, Instant Start Ballast, NLO (0.85 < BF < 0.95)
F43INLU-R | 57 | Fluorescent, (3) 48" T-8 @ 25W lamps, Instant Start Ballast, RLO (BF < 0.85)
F43INLU-V | 93 | Fluorescent, (3) 48" T-8 @ 25W lamps, Instant Start Ballast, VHLO (BF > 1.1)
F43IRLL | 76 | Fluorescent, (3) 48" T-8 @ 28W lamps, Instant Start Ballast, NLO (0.85 < BF < 0.95)
F43IRLL-H | 82 | Fluorescent, (3) 48" T-8 @ 28W lamps, Instant Start Ballast, HLO (.95 < BF < 1.1)
F43IRLL-V | 97 | Fluorescent, (3) 48" T-8 @ 28W lamps, Instant Start Ballast, VHLO (BF > 1.1)
F43IRLU | 72 | Fluorescent, (3) 48" T-8 lamps @ 28W, Instant Start Ballast, NLO (0.85 < BF < 0.95)
F43IRLU-R | 63 | Fluorescent, (3) 48" T-8 @ 28W lamps, Instant Start Ballast, RLO (BF < 0.85)
F43IRLU-V | 96 | Fluorescent, (3) 48" T-8 @ 28W lamps, Instant Start Ballast, VHLO (BF > 1.1)
F43LE | 110 | Fluorescent, (3) 48", T-8 lamp
F43LHL | 141 | Fluorescent, (3) 48", T-8 HO lamps, (2) Instant Start Ballasts, NLO (0.85 < BF < 0.95)
F43LL | 93 | Fluorescent, (3) 48", T-8 lamps, Rapid Start Ballast, NLO (0.85 < BF < 0.95)
F43LL/2 | 92 | Fluorescent, (3) 48", T-8 lamps, (1) 1-lamp and (1) 2-lamp RS Ballast, NLO (0.85 < BF < 0.95)
F43LL-H | 98 | Fluorescent, (3) 48", T-8 lamp, Rapid Start Ballast, HLO (.95 < BF < 1.1)
F43LL-R | 76 | Fluorescent, (3) 48", T-8 lamp, Rapid Start Ballast, RLO (BF < 0.85)
F44GELL | 109 | Fluorescent (4) 48" T-8 @ 30W lamps, Prog. Start or PRS Ballast, NLO (0.85 < BF < 0.95)
F44GELL-R | 86 | Fluorescent (4) 48" T-8 @ 30W lamps, Prog. Start or PRS Ballast, RLO (BF < 0.85)
F44GLL | 115 | Fluorescent (4) 48" T-8 lamps, Prog. Start or PRS Ballast, NLO (0.85 < BF < 0.95)
F44GLL-R | 92 | Fluorescent (4) 48" T-8 lamps, Prog. Start or PRS Ballast, RLO (BF < 0.85)
F44GLL-V | 144 | Fluorescent, (4) 48" T-8 lamps, Prog. Start or PRS Ballast, VHLO (BF > 1.1)
F44GNLL | 85 | Fluorescent (4) 48" T-8 @ 25W lamps, Prog. Start or PRS Ballast, NLO (0.85 < BF < 0.95)
F44GNLL-R | 73 | Fluorescent (4) 48" T-8 @ 25W lamps, Prog. Start or PRS Ballast, RLO (BF < 0.85)
F44GRLL | 99 | Fluorescent (4) 48" T-8 @ 28W lamps, Prog. Start or PRS Ballast, NLO (0.85 < BF < 0.95)
F44GRLL-R | 80 | Fluorescent (4) 48" T-8 @ 28W lamps, Prog. Start or PRS Ballast, RLO (BF < 0.85)
F44IELL | 106 | Fluorescent (4) 48" T-8 @ 30W lamps, Instant Start Ballast, NLO (0.85 < BF < 0.95)
F44IELL/2 | 110 | Fluorescent (4) 48" T-8 @ 30W lamps, (2) 2-lamp IS Ballasts, NLO (0.85 < BF < 0.95)
F44IELL/2-H | 124 | Fluorescent (4) 48" T-8 @ 30W lamps, (2) 3-lamp IS Ballasts, 1 lead capped, HLO (.95 < BF < 1.1)
F44IELL/2-R | 98 | Fluorescent (4) 48" T-8 @ 30W lamps, (2) 2-lamp IS Ballasts, RLO (BF< 0.85)
F44IELL-R | 92 | Fluorescent (4) 48" T-8 @ 30W lamps, Instant Start Ballast, RLO (BF < 0.85)
F44IELU | 101 | Fluorescent (4) 48" T-8 @ 30W lamps, Instant Start Ballast, NLO (0.85 < BF < 0.95)
F44IELU-R | 89 | Fluorescent (4) 48" T-8 @ 30W lamps, Instant Start Ballast, RLO (BF < 0.85)
F44ILL | 112 | Fluorescent, (4) 48", T-8 lamps, Instant Start Ballast, NLO (0.85 < BF < 0.95)
F44ILL/2 | 116 | Fluorescent, (4) 48", T-8 lamps, (2) 2-lamp IS Ballasts, NLO (0.85 < BF < 0.95)
F44ILL/2-H | 132 | Fluorescent, (4) 48", T-8 lamps, (2) 3-lamp IS Ballasts, 1 lead capped, HLO (.95 < BF < 1.1)
F44ILL/2-R | 102 | Fluorescent, (4) 48", T-8 lamps, (2) 2-lamp IS Ballasts, RLO (BF < 0.85)
F44ILL/2-V | 154 | Fluorescent, (4) 48", T-8 lamps, (2) 2-lamp IS Ballasts, VHLO (BF > 1.1)
F44ILL-R | 98 | Fluorescent, (4) 48", T-8 lamps, Instant Start Ballast, RLO (BF < 0.85)
F44ILL-V | 151 | Fluorescent, (4) 48", T-8 lamps, Instant Start Ballast, VHLO (BF > 1.1)
F44ILU | 107 | Fluorescent, (4) 48", T-8 lamps, Instant Start Ballast, NLO (0.85 < BF < 0.95)
F44ILU-R | 95 | Fluorescent, (4) 48", T-8 lamps, Instant Start Ballast, RLO (BF < 0.85)
F44ILU-V | 146 | Fluorescent, (4) 48", T-8 lamps, Instant Start Ballast, VHLO (BF > 1.1)
F44INLL | 86 | Fluorescent, (4) 48", T-8 @ 25W lamps, Instant Start Ballast, NLO (0.85 < BF < 0.95)
F44INLU | 85 | Fluorescent, (4) 48", T-8 @ 25W lamps, Instant Start Ballast, NLO (0.85 < BF < 0.95)
F44INLU-R | 75 | Fluorescent, (4) 48" T-8 @ 25W lamps, Instant Start Ballast, RLO (BF < 0.85)
F44INLU-V | 122 | Fluorescent, (4) 48" T-8 @ 25W lamps, Instant Start Ballast, VHLO (BF > 1.1)
F44IRLL | 99 | Fluorescent, (4) 48", T-8 @ 28W lamps, Instant Start Ballast, NLO (0.85 < BF < 0.95)
F44IRLL-R | 85 | Fluorescent, (4) 48", T-8 @ 28W lamps, Instant Start Ballast, RLO (BF < 0.85)
F44IRLU | 94 | Fluorescent, (4) 48", T-8 @ 28W lamps, Instant Start Ballast, NLO (0.85 < BF < 0.95)
F44IRLU-R | 83 | Fluorescent, (4) 48" T-8 @ 28W lamps, Instant Start Ballast, RLO (BF < 0.85)
F44IRLU-V | 131 | Fluorescent, (4) 48" T-8 @ 28W lamps, Instant Start Ballast, VHLO (BF > 1.1)
F44LE | 142 | Fluorescent, (4) 48", T-8 lamps
F44LHL | 168 | Fluorescent, (4) 48", T-8 HO lamps, (2) Instant Start Ballasts, NLO (0.85 < BF < 0.95)
F44LL | 118 | Fluorescent, (4) 48", T-8 lamps, Rapid Start Ballast, NLO (0.85 < BF < 0.95)
F44LL/2 | 120 | Fluorescent, (4) 48", T-8 lamps, (2) 2-lamp Rapid Start Ballast, NLO (0.85 < BF < 0.95)
F44LL-R | 105 | Fluorescent, (4) 48", T-8 lamps, Rapid Start Ballast, RLO (BF < 0.85)
F45ILL/2 | 143 | Fluorescent, (5) 48", T-8 lamps, (1) 3-lamp and (1) 2-lamp IS ballast, NLO (0.85 < BF < 0.95)
F45GLL/2-V | 182 | Fluorescent, (5) 48", T-8 lamps, (1) 3-lamp and (1) 2-lamp Prog. Start Ballast, VHLO (BF > 1.1)
F46GLL/2 | 175 | Fluorescent (6) 48" T-8 lamps, (2) Prog. Start or PRS Ballasts, NLO (0.85 < BF < 0.95)
F46GLL/2-R | 141.5 | Fluorescent (6) 48" T-8 lamps, (2) Prog. Start or PRS Ballasts, RLO (BF < 0.85)
F46GLL/2-V | 217 | Fluorescent (6) 48" T-8 lamps, (2) Prog. Start or PRS Ballasts, VHLO (BF > 1.1)
F46IELU/2 | 153.5 | Fluorescent (6) 48" T-8 @ 30W lamps, (2) IS Ballasts, NLO (0.85 < BF < 0.95)
F46IELU/2-R | 135 | Fluorescent (6) 48" T-8 @ 30W lamps, (2) IS Ballasts, RLO (BF < 0.85)
F46ILL/2 | 170 | Fluorescent, (6) 48", T-8 lamps, (2) IS Ballasts, NLO (0.85 < BF < 0.95)
F46ILL/2-R | 150.5 | Fluorescent, (6) 48", T-8 lamps, (2) IS Ballasts, RLO (BF < 0.85)
F46ILL/2-V | 226 | Fluorescent (6) 48" T-8 lamps, (2) IS Ballasts, VHLO (BF > 1.1)
F46ILU/2 | 161.5 | Fluorescent (6) 48" T-8 lamps, (2) IS Ballasts, NLO (0.85 < BF < 0.95)
F46ILU/2-R | 143.5 | Fluorescent (6) 48" T-8 lamps, (2) IS Ballasts, RLO (BF < 0.85)
F46ILU/2-V | 217.5 | Fluorescent (6) 48" T-8 lamps, (2) IS Ballasts, VHLO (BF > 1.1)
F46INLU/2-R | 113.5 | Fluorescent (6) 48" T-8 @ 25W lamps, (2) IS Ballasts, RLO (BF < 0.85)
F46INLU/2-V | 184 | Fluorescent (6) 48" T-8 @ 25W lamps, (2) IS Ballasts, VHLO (BF > 1.1)
F46IRLU/2-R | 126 | Fluorescent (6) 48" T-8 @ 28W lamps, (2) IS Ballasts, RLO (BF < 0.85)
F46IRLU/2-V | 194 | Fluorescent (6) 48" T-8 @ 28W lamps, (2) IS Ballasts, VHLO (BF > 1.1)
F46LL/2 | 182 | Fluorescent, (6) 48", T-8 lamps, (2) Rapid Start Ballasts, NLO (0.85 < BF < 0.95)
F48GLL/2 | 230 | Fluorescent (8) 48" T-8 lamps, (2) Prog. Start or PRS Ballasts, NLO (0.85 < BF < 0.95)
F48GLL/2-R | 184 | Fluorescent (8) 48" T-8 lamps, (2) Prog. Start or PRS Ballasts, RLO (BF < 0.85)
F48GLL/2-V | 288 | Fluorescent (8) 48" T-8 lamps, (2) Prog. Start or PRS Ballasts, VHLO (BF > 1.1)
F48ILL/2 | 224 | Fluorescent, (8) 48", T-8 lamps, (2) 4-lamp IS Ballasts, NLO (0.85 < BF < 0.95)
F48ILL/2-R | 196 | Fluorescent, (8) 48", T-8 lamps, (2) 4-lamp IS Ballasts, RLO (BF < 0.85)
F48ILU/2 | 214 | Fluorescent, (8) 48", T-8 lamps, (2) 4-lamp IS Ballasts, NLO (0.85 < BF < 0.95)
F48ILU/2-R | 190 | Fluorescent, (8) 48", T-8 lamps, (2) 4-lamp IS Ballasts, RLO (BF < 0.85)
F51ILL | 36 | Fluorescent, (1) 60", T-8 lamp, Instant Start Ballast, NLO (0.85 < BF < 0.95)
F51ILL/T2 | 36 | Fluorescent, (1) 60", T-8 lamp, Tandem 2-lamp IS Ballast, NLO (0.85 < BF < 0.95)
F51ILL/T3 | 35.3333 | Fluorescent, (1) 60", T-8 lamp, Tandem 3-lamp IS Ballast, NLO (0.85 < BF < 0.95)
F51ILL/T4 | 33.5 | Fluorescent, (1) 60", T-8 lamp, Tandem 4-lamp IS Ballast, NLO (0.85 < BF < 0.95)
F51ILL-R | 43 | Fluorescent, (1) 60", T-8 lamp, Instant Start Ballast, RLO (BF < 0.85)
F52ILL | 72 | Fluorescent, (2) 60", T-8 lamps, Instant Start Ballast, NLO (0.85 < BF < 0.95)
F52ILL/T4 | 67 | Fluorescent, (2) 60", T-8 lamps, Tandem 4-lamp IS Ballast, NLO (0.85 < BF < 0.95)
F52ILL-H | 80 | Fluorescent, (2) 60", T-8 lamps, Instant Start Ballast, HILO (.95 < BF < 1.1)
F52ILL-R | 73 | Fluorescent, (2) 60", T-8 lamps, Instant Start Ballast, RLO (BF < 0.85)
F53ILL | 106 | Fluorescent, (3) 60", T-8 lamps, Instant Start Ballast, NLO (0.85 < BF < 0.95)
F53ILL-H | 108 | Fluorescent, (3) 60", T-8 lamps, Instant Start Ballast, HILO (.95 < BF < 1.1)
F54ILL | 134 | Fluorescent, (4) 60", T-8 lamps, Instant Start Ballast, NLO (0.85 < BF < 0.95)
F54ILL-H | 126 | Fluorescent, (4) 60", T-8 lamps, Instant Start Ballast, HILO (.95 < BF < 1.1)
F81IELU | 51 | Fluorescent, (1) 96" T-8 @ 57W lamp, Instant Start Ballast, NLO (0.85 < BF < 0.95)
F81ILL | 65 | Fluorescent, (1) 96", T-8 lamp, Instant Start Ballast, NLO (0.85 < BF < 0.95)
F81ILL/T2 | 55 | Fluorescent, (1) 96", T-8 lamp, Tandem 2-lamp IS Ballast, NLO (0.85 < BF < 0.95)
F81ILL/T2-R | 49 | Fluorescent, (1) 96", T-8 lamp, Tandem 2-lamp IS Ballast, RLO (BF < 0.85)
F81ILL-H | 68 | Fluorescent, (1) 96", T-8 lamp, Instant Start Ballast, HILO (.95 < BF < 1.1)
F81ILL-R | 57 | Fluorescent, (1) 96", T-8 lamp, Instant Start Ballast, RLO (BF < 0.85)
F81ILL-V | 71 | Fluorescent, (1) 96", T-8 lamp, Instant Start Ballast, VHLO (BF > 1.1)
F81ILU | 61 | Fluorescent, (1) 96" T-8 lamp, Instant Start Ballast, NLO (0.85 < BF < 0.95)
F81LHL/T2 | 80 | Fluorescent, (1) 96", T-8 HO lamp, Tandem 2-lamp Ballast
F82IELU | 100 | Fluorescent, (2) 96" T-8 @ 57W lamps, Instant Start Ballast, NLO (0.85 < BF < 0.95)
F82ILL | 110 | Fluorescent, (2) 96", T-8 lamps, Instant Start Ballast, NLO (0.85 < BF < 0.95)
F82ILL-R | 98 | Fluorescent, (2) 96", T-8 lamps, Instant Start Ballast, RLO (BF < 0.85)
F82ILL-V | 149 | Fluorescent, (2) 96", T-8 lamps, Instant Start Ballast, VHLO (BF > 1.1)
F82ILU | 107 | Fluorescent, (2) 96" T-8 ES lamps, Instant Start Ballast, NLO (0.85 < BF < 0.95)
F82LHL | 160 | Fluorescent, (2) 96", T-8 HO lamps
F83ILL | 167 | Fluorescent, (3) 96", T-8 lamps, Instant Start Ballast, NLO (0.85 < BF < 0.95)
F84ILL | 219 | Fluorescent, (4) 96", T-8 lamps, Instant Start Ballast, NLO (0.85 < BF < 0.95)
F84ILL/2-V | 298 | Fluorescent, (4) 96", T-8 lamps, (2) Instant Start Ballasts, VHLO (BF > 1.1)
F84LHL | 320 | Fluorescent, (4) 96", T-8 HO lamps
F86ILL | 329.5 | Fluorescent, (6) 96", T-8 lamps, (2) 3-lamp IS Ballasts, NLO (0.85 < BF < 0.95)
F21GPHL-H | 27 | Fluorescent (1) 22" (563mm) T-5 HO lamp; (1) Prog.Start or PRS Ballast, HLO (.95 < BF < 1.1)
F21GPL-H | 18 | Fluorescent (1) 22" (563mm) T-5 lamp; (1) Prog.Start or PRS Ballast, HLO (.95 < BF < 1.1)
F22GPHL-H | 52 | Fluorescent (2) 22" (563mm) T-5 HO lamps; (1) Prog.Start or PRS Ballast, HLO (.95 < BF < 1.1)
F22GPL-H | 33 | Fluorescent (2) 22" (563mm) T-5 lamps; (1) Prog.Start or PRS Ballast, HLO (.95 < BF < 1.1)
F22PS | 26 | Fluorescent, (2) 21", Preheat T5 lamps, (1) Magnetic ballasts with integral starter, (BF=0.80)
F23GPHL/2-H | 79 | Fluorescent (3) 22" (563mm)T-5 HO lamps; (2) Prog.Start or PRS Ballasts, HLO (.95 < BF < 1.1)
F23GPL/2-H | 51 | Fluorescent (3) 22" (563mm)T-5 lamps; (2) Prog.Start or PRS Ballasts, HLO (.95 < BF < 1.1)
F23GPL-H | 50 | Fluorescent (3) 22" (563mm)T-5 lamps; (1) Prog.Start or PRS Ballast, HLO (.95 < BF < 1.1)
F24GPHL/2-H | 104 | Fluorescent (4) 22" (563mm)T-5 HO lamps; (2) Prog.Start or PRS Ballasts, HLO (.95 < BF < 1.1)
F24GPL/2-H | 66 | Fluorescent (4) 22" (563mm)T-5 lamps; (2) Prog.Start or PRS Ballasts, HLO (.95 < BF < 1.1)
F24PS | 53 | Fluorescent, (4) 21", Preheat T5 lamps, (2) Magnetic ballasts with integral starter (BF=0.80)
F31GPHL-H | 44 | Fluorescent (1) 34" (863mm) T-5 HO lamp; (1) Prog.Start or PRS Ballast, HLO (.95 < BF < 1.1)
F31GPL-H | 25 | Fluorescent (1) 34" (863mm) T-5 lamp; (1) Prog.Start or PRS Ballast, HLO (.95 < BF < 1.1)
F32GPHL-H | 86 | Fluorescent (2) 34" (863mm) T-5 HO lamps; (1) Prog.Start or PRS Ballast, HLO (.95 < BF < 1.1)
F32GPL-H | 48 | Fluorescent (2) 34" (863mm) T-5 lamps; (1) Prog.Start or PRS Ballast, HLO (.95 < BF < 1.1)
F33GPHL/2-H | 130 | Fluorescent (3) 34" (863mm)T-5 HO lamps; (2) Prog.Start or PRS Ballasts, HLO (.95 < BF < 1.1)
F33GPL/2-H | 73 | Fluorescent (3) 34" (863mm)T-5 lamps; (2) Prog.Start or PRS Ballasts, HLO (.95 < BF < 1.1)
F34GPHL/2-H | 172 | Fluorescent (4) 34" (863mm)T-5 HO lamps; (2) Prog.Start or PRS Ballasts, HLO (.95 < BF < 1.1)
F34GPL/2-H | 96 | Fluorescent (4) 34" (863mm)T-5 lamps; (2) Prog.Start or PRS Ballasts, HLO (.95 < BF < 1.1)
F41GPHL/T2-H | 58.5 | Fluorescent (1) T-5 HO 45.8" lamp, Tandem 2-lamp PRS Ballast, HLO (.95 < BF < 1.1)
F41GPHL-H | 62 | Fluorescent (1) T-5 HO 45.8" lamps, Programmed Rapid Start, Electronic Ballast, HLO (.95 < BF < 1.1)
F41GPL/T2-H | 31.5 | Fluorescent (1) 45.8" (1163mm) T-5 lamp; Tandem 2-lamp PRS Ballast,HLO (.95 < BF < 1.1)
F41GPL-H | 33 | Fluorescent (1) 45.8" (1163mm) T-5 lamp; (1) Prog.Start or PRS Ballast, HLO (.95 < BF < 1.1)
F410GPHL/5-H | 585 | Fluorescent, (10) 45.8", T-5 high-output lamps, (5) Programmed Rapid Start Ballasts, HLO (.95 < BF < 1.1)
F412GPHL/6-H | 702 | Fluorescent, (12) 45.8", T-5 high-output lamps, (6) Programmed Rapid Start Ballasts, HLO (.95 < BF < 1.1)
F42GPHL-H | 117 | Fluorescent (2) T-5 HO 45.8" lamps, Programmed Rapid Start, Electronic Ballast, HLO (.95 < BF < 1.1)
F42GPL-H | 63 | Fluorescent (2) 45.8" (1163mm) T-5 lamps; (1) Prog.Start or PRS Ballast, HLO (.95 < BF < 1.1)
F43GPHL/2-H | 179 | Fluorescent (3) T-5 HO 45.8" lamps, Programmed Rapid Start, (2) Electronic Ballasts, HLO (.95 < BF < 1.1)
F43GPHL-H | 179 | Fluorescent, (3) 45.8", T-5 high-output lamps, (1) Programmed Rapid Start Ballast, HLO (.95 < BF < 1.1)
F43GPL/2-H | 96 | Fluorescent (3) 45.8" (1163mm)T-5 lamps; (2) Prog.Start or PRS Ballasts, HLO (.95 < BF < 1.1)
F44GPHL/2-H | 234 | Fluorescent (4) T-5 HO 45.8" lamps, Programmed Rapid Start, (2) Electronic Ballasts, HLO (.95 < BF < 1.1)
F44GPHL-H | 234 | Fluorescent, (4) 45.8", T-5 high-output lamps, (1) Programmed Rapid Start Ballast, HLO (.95 < BF < 1.1)
F44GPL/2-H | 126 | Fluorescent (4) 45.8" (1163mm)T-5 lamps; (2) Prog.Start or PRS Ballasts, HLO (.95 < BF < 1.1)
F46GPHL/2-H | 358 | Fluorescent, (6) 45.8", T-5 high-output lamps, (2) Programmed Rapid Start Ballast, HLO (.95 < BF < 1.1)
F46GPHL/3-H | 351 | Fluorescent, (6) 45.8", T-5 high-output lamps, (3) Programmed Rapid Start Ballasts, HLO (.95 < BF < 1.1)
F48GPHL/2-H | 468 | Fluorescent, (8) 45.8", T-5 high-output lamps, (2) Programmed Rapid Start Ballasts, HLO (.95 < BF < 1.1)
F51GPHL-H | 90 | Fluorescent (1) 57.6" (1463mm) T-5 HO lamp; (1) Prog.Start or PRS Ballast, HLO (.95 < BF < 1.1)
F51GPL-H | 40 | Fluorescent (1) 57.6" (1463mm) T-5 lamp; (1) Prog.Start or PRS Ballast, HLO (.95 < BF < 1.1)
F52GPHL/2-H | 180 | Fluorescent (2) 57.6" (1463mm) T-5 HO lamps; (1) Prog.Start or PRS Ballast, HLO (.95 < BF < 1.1)
F52GPL-H | 78 | Fluorescent (2) 57.6" (1463mm) T-5 lamps; (1) Prog.Start or PRS Ballast, HLO (.95 < BF < 1.1)
F53GPL/2-H | 118 | Fluorescent (3) 57.6" (1463mm)T-5 lamps; (2) Prog.Start or PRS Ballasts, HLO (.95 < BF < 1.1)
F54GPL/2-H | 156 | Fluorescent (4) 57.6" (1463mm)T-5 lamps; (2) Prog.Start or PRS Ballasts, HLO (.95 < BF < 1.1)
F1.51SS | 19 | Fluorescent, (1) 18" T12 lamp
F1.52SS | 36 | Fluorescent, (2) 18", T12 lamps
F21HS | 62 | Fluorescent, (1) 24", HO lamp
F21SS | 25 | Fluorescent, (1) 24", STD lamp
F22HS | 90 | Fluorescent, (2) 24", HO lamps
F22SS | 50 | Fluorescent, (2) 24", STD lamps
F23SS | 71 | Fluorescent, (3) 24", STD lamps
F24SS | 100 | Fluorescent, (4) 24", STD lamps
F26SS/2 | 146 | Fluorescent, (6) 24", STD lamps, (2) ballasts
F31EE/T2 | 33 | Fluorescent, (1) 36", ES lamp, Tandem 2-lamp ballast
F31EL | 26 | Fluorescent, (1) 36", ES lamp
F31ES | 42 | Fluorescent, (1) 36", ES lamp
F31ES/T2 | 33 | Fluorescent, (1) 36", ES lamp, Tandem 2-lamp ballast
F31SE/T2 | 37 | Fluorescent, (1) 36", STD lamp, Tandem 2-lamp ballast
F31SHS | 70 | Fluorescent, (1) 36", HO lamp
F31SL | 31 | Fluorescent, (1) 36", STD lamp
F31SS | 46 | Fluorescent, (1) 36", STD lamp
F31SS/T2 | 41 | Fluorescent, (1) 36", STD lamp, Tandem 2-lamp ballast
F32EE | 66 | Fluorescent, (2) 36", ES lamps
F32EL | 50 | Fluorescent, (2) 36", ES lamps
F32EL/T4 | 50 | Fluorescent, (2) 36" ES lamps, Tandem 4-lamp ballast, NLO (0.85 < BF < 0.95)
F32ES | 73 | Fluorescent, (2) 36", ES lamps
F32SE | 74 | Fluorescent, (2) 36", STD lamps
F32SHS | 114 | Fluorescent, (2) 36", HO, lamps
F32SL | 58 | Fluorescent, (2) 36", STD lamps
F32SS | 75 | Fluorescent, (2) 36", STD lamps
F33ES | 115 | Fluorescent, (3) 36", ES lamps
F33SE | 120 | Fluorescent, (3) 36", STD lamps, (1) STD ballast and (1) ES ballast
F33SS | 127 | Fluorescent, (3) 36", STD lamps
F34EE | 132 | Fluorescent, (4) 36", ES lamps
F34SE | 148 | Fluorescent, (4) 36", STD lamps
F34SL | 116 | Fluorescent, (4) 36", STD lamps
F34SS | 150 | Fluorescent, (4) 36", STD lamps
F36EE | 198 | Fluorescent, (6) 36", ES lamps
F36ES | 219 | Fluorescent, (6) 36", ES lamps
F36SE | 213 | Fluorescent, (6) 36", STD lamps
F36SS | 225 | Fluorescent, (6) 36", STD lamps
F40SE/D1 | 4 | Fluorescent, (0) 48" lamps, Completely delamped fixture with (1) hot ballast
F40SE/D2 | 8 | Fluorescent, (0) 48" lamps, Completely delamped fixture with (2) hot ballast
F41EE | 43 | Fluorescent, (1) 48", ES lamp
F41EE/D2 | 43 | Fluorescent, (1) 48", ES lamp, 2 ballast
F41EE/T2 | 36 | Fluorescent, (1) 48", ES lamp, Tandem 2-lamp ballast
F41EHS | 80 | Fluorescent, (1) 48", ES HO lamp
F41EIS | 51 | Fluorescent, (1) 48" ES Instant Start lamp. Magnetic ballast
F41EL | 32 | Fluorescent, (1) 48", T12 ES lamp, Electronic Ballast
F41IAL | 25 | Fluorescent, (1) 48", F25T12 lamp, Instant Start Ballast
F41IAL/T2-R | 19 | Fluorescent, (1) 48", F25T12 lamp, Tandem 2-Lamp IS ballast, RLO (BF < 0.85)
F41IAL/T3-R | 20 | Fluorescent, (1) 48", F25T12 lamp, Tandem 3-Lamp IS ballast, RLO (BF < 0.85)
F41IAL/T4-R | 20 | Fluorescent, (1) 48", F25T12 lamp, Tandem 4-Lamp IS ballast, RLO (BF < 0.85)
F41SHS | 85 | Fluorescent, (1) 48", STD HO lamp
F41SIL | 46 | Fluorescent, (1) 48", STD IS lamp, Electronic ballast
F41SIL/T2 | 37 | Fluorescent, (1) 48", STD IS lamp, Tandem 2-lamp IS ballast
F41SVS | 140 | Fluorescent, (1) 48", STD VHO lamp
F41TS | 51 | Fluorescent, (1) 48", T-10 lamp
F42EE | 72 | Fluorescent, (2) 48", ES lamp
F42EE/2 | 86 | Fluorescent, (2) 48", ES lamps, (2) 1-lamp ballasts
F42EE/D2 | 76 | Fluorescent, (2) 48", ES lamps, 2 Ballasts (delamped)
F42EHS | 135 | Fluorescent, (2) 42", HO lamps (3.5' lamp)
F42EIS | 82 | Fluorescent, (2) 48" ES Instant Start lamps. Magnetic ballast
F42EL | 60 | Fluorescent, (2) 48", T12 ES lamps, Electronic Ballast
F42IAL/T4-R | 40 | Fluorescent, (2) 48", F25T12 lamps, Tandem 4-lamp IS Ballast, RLO (BF < 0.85)
F42IAL-R | 39 | Fluorescent, (2) 48", F25T12 lamps, Instant Start Ballast, RLO (BF < 0.85)
F42SHS | 145 | Fluorescent, (2) 48", STD HO lamps
F42SIL | 74 | Fluorescent, (2) 48", STD IS lamps, Electronic ballast
F42SVS | 252 | Fluorescent, (2) 48", STD VHO lamps
F43EE | 115 | Fluorescent, (3) 48", ES lamps
F43EE/T2 | 108 | Fluorescent, (3) 48", ES lamps, Tandem 2-lamp ballasts
F43EHS | 215 | Fluorescent, (3) 42", HO lamps (3.5' lamp)
F43EIS | 133 | Fluorescent, (3) 48" ES Instant Start lamps. Magnetic ballast
F43EL | 92 | Fluorescent, (3) 48", T12 ES lamps, Electronic Ballast
F43IAL-R | 60 | Fluorescent, (3) 48", F25T12 lamps, Instant Start Ballast, RLO (BF < 0.85)
F43SHS | 230 | Fluorescent, (3) 48", STD HO lamps
F43SIL | 120 | Fluorescent, (3) 48", STD IS lamps, Electronic ballast
F43SVS | 377 | Fluorescent, (3) 48", STD VHO lamps
F44EE | 144 | Fluorescent, (4) 48", ES lamps
F44EE/D3 | 148 | Fluorescent, (4) 48", ES lamps, 3 Ballasts (delamped)
F44EE/D4 | 152 | Fluorescent, (4) 48", ES lamps, 4 Ballasts (delamped)
F44EHS | 270 | Fluorescent, (4) 48", ES HO lamps
F44EIS | 164 | Fluorescent, (4) 48" ES Instant Start lamps. Magnetic ballast
F44EL | 120 | Fluorescent, (4) 48", T12 ES lamps, Electronic Ballast
F44EVS | 420 | Fluorescent, (4) 48", VHO ES lamps
F44IAL-R | 80 | Fluorescent, (4) 48", F25T12 lamps, Instant Start Ballast, RLO (BF < 0.85)
F44SHS | 290 | Fluorescent, (4) 48", STD HO lamps
F44SIL | 148 | Fluorescent, (4) 48", STD IS lamps, Electronic ballast
F44SVS | 484 | Fluorescent, (4) 48", STD VHO lamps
F46EE | 216 | Fluorescent, (6) 48", ES lamps
F46EL | 180 | Fluorescent, (6) 48", ES lamps
F46SL | 186 | Fluorescent, (6) 48", STD lamps
F48EE | 288 | Fluorescent, (8) 48", ES lamps
F51SHE | 88 | Fluorescent, (1) 60", STD HO lamp
F51SHL | 69 | Fluorescent, (1) 60", STD HO lamp
F51SHS | 92 | Fluorescent, (1) 60", STD HO lamp
F51SL | 44 | Fluorescent, (1) 60", STD lamp
F51SS | 63 | Fluorescent, (1) 60", STD lamp
F51SVS | 165 | Fluorescent, (1) 60", VHO ES lamp
F52SHE | 176 | Fluorescent, (2) 60", STD HO lamps
F52SHL | 138 | Fluorescent, (2) 60", STD HO lamps
F52SHS | 168 | Fluorescent, (2) 60", STD HO lamps
F52SL | 88 | Fluorescent, (2) 60", STD lamps
F52SS | 128 | Fluorescent, (2) 60", STD lamps
F52SVS | 310 | Fluorescent, (2) 60", VHO ES lamps
F61ISL | 68 | Fluorescent, (1) 72", STD lamp, IS electronic ballast
F61SHS | 106 | Fluorescent, (1) 72", STD HO lamp
F61SS | 76 | Fluorescent, (1) 72", STD lamp
F61SVS | 180 | Fluorescent, (1) 72", VHO lamp
F62ISL | 108 | Fluorescent, (2) 72", STD lamps, IS electronic ballast
F62SE | 122 | Fluorescent, (2) 72", STD lamps
F62SHE | 194 | Fluorescent, (2) 72", STD HO lamps
F62SHL | 167 | Fluorescent, (2) 72", STD HO lamps
F62SHS | 200 | Fluorescent, (2) 72", STD HO lamps
F62SL | 108 | Fluorescent, (2) 72", STD lamps
F62SS | 142 | Fluorescent, (2) 72", STD lamps
F62SVS | 330 | Fluorescent, (2) 72", VHO lamps
F63ISL | 176 | Fluorescent, (3) 72", STD lamps, IS electronic ballast
F63SS | 202 | Fluorescent, (3) 72", STD lamps
F64ISL | 216 | Fluorescent, (4) 72", STD lamps, IS electronic ballast
F64SE | 244 | Fluorescent, (4) 72", STD lamps
F64SHE | 388 | Fluorescent, (4) 72", HO lamps
F64SS | 244 | Fluorescent, (4) 72", STD lamps
F81EE | 75 | Fluorescent, (1) 96" ES lamp
F81EE/T2 | 61.5 | Fluorescent, (1) 96", ES lamp, Tandem 2-lamp ballast
F81EHL | 80 | Fluorescent, (1) 96", ES HO lamp
F81EHS | 113 | Fluorescent, (1) 96", ES HO lamp
F81EL | 69 | Fluorescent, (1) 96", ES lamp
F81EL/T2 | 55 | Fluorescent, (1) 96", ES lamp, Tandem 2-lamp ballast
F81EVS | 205 | Fluorescent, (1) 96", ES VHO lamp
F81SGS | 235 | Fluorescent, (1) 96", T17 Grooved lamp
F81SHS | 121 | Fluorescent, (1) 96", STD HO lamp
F81SL | 69 | Fluorescent, (1) 96", STD lamp
F81SL/T2 | 55 | Fluorescent, (1) 96", STD lamp, Tandem 2-lamp ballast
F81SVS | 205 | Fluorescent, (1) 96", STD VHO lamp
F82EE | 123 | Fluorescent, (2) 96", ES lamps
F82EHE | 207 | Fluorescent, (2) 96", ES HO lamps
F82EHL | 173 | Fluorescent, (2) 96", ES HO lamps
F82EHS | 207 | Fluorescent, (2) 96", ES HO lamps
F82EL | 110 | Fluorescent, (2) 96", ES lamps
F82EVS | 380 | Fluorescent, (2) 96", ES VHO lamps
F82SHE | 207 | Fluorescent, (2) 96", STD HO lamps
F82SHL | 173 | Fluorescent, (2) 96", STD HO lamps
F82SHS | 207 | Fluorescent, (2) 96", STD HO lamps
F82SL | 110 | Fluorescent, (2) 96", STD lamps
F82SVS | 380 | Fluorescent, (2) 96", STD VHO lamps
F83EE | 198 | Fluorescent, (3) 96", ES lamps
F83EHE | 319 | Fluorescent, (3) 96", ES HO lamps, (1) 2-lamp ES Ballast and (1) 1-lamp STD Ballast
F83EHS | 319 | Fluorescent, (3) 96", ES HO lamps
F83EL | 179 | Fluorescent, (3) 96", ES lamps
F83EVS | 585 | Fluorescent, (3) 96", ES VHO lamps
F83SHE | 319 | Fluorescent, (3) 96", STD HO lamps
F83SHS | 319 | Fluorescent, (3) 96", STD HO lamps
F83SL | 179 | Fluorescent, (3) 96", STD lamps
F83SVS | 585 | Fluorescent, (3) 96", STD VHO lamps
F84EE | 246 | Fluorescent, (4) 96", ES lamps
F84EHE | 414 | Fluorescent, (4) 96", ES HO lamps
F84EHL | 346 | Fluorescent, (4) 96", ES HO lamps
F84EHS | 414 | Fluorescent, (4) 96", ES HO lamps
F84EL | 220 | Fluorescent, (4) 96", ES lamps
F84EVS | 760 | Fluorescent, (4) 96", ES VHO lamps
F84SHE | 414 | Fluorescent, (4) 96", STD HO lamps
F84SHL | 346 | Fluorescent, (4) 96", STD HO lamps
F84SHS | 414 | Fluorescent, (4) 96", STD HO lamps
F84SL | 220 | Fluorescent, (4) 96", STD lamps
F84SVS | 760 | Fluorescent, (4) 96", STD VHO lamps
F86EE | 369 | Fluorescent, (6) 96", ES lamps
F86EHS | 519 | Fluorescent, (6) 96", ES HO lamps
F88EHE | 828 | Fluorescent, (8) 96", ES HO lamps
F88SHS | 828 | Fluorescent, (8) 96", STD HO lamps
FC12/1 | 31 | Fluorescent, (1) 12" circular lamp, RS ballast
FC12/2 | 62 | Fluorescent, (2) 12" circular lamps, RS ballast
FC16/1 | 35 | Fluorescent, (1) 16" circular lamp
FC20 | 20 | Fluorescent, Circline, (1) 20W lamp, preheat ballast
FC22 | 20 | Fluorescent, Circline, (1) 22W lamp, preheat ballast
FC32 | 40 | Fluorescent, Circline, (1) 32W lamp, preheat ballast
FC40 | 42 | Fluorescent, Circline, (1) 32W lamp, preheat ballast
FC6/1 | 25 | Fluorescent, (1) 6" circular lamp, RS ballast
FC8/1 | 26 | Fluorescent, (1) 8" circular lamp, RS ballast
FC8/2 | 52 | Fluorescent, (2) 8" circular lamps, RS ballast
FEI55/1 | 55 | Electrodeless Fluorescent System, (1) 55W lamp
FEI70/1 | 77 | Electrodeless Fluorescent System, (1) 70W lamp
FEI85/1 | 85 | Electrodeless Fluorescent System, (1) 85W lamp
FEI100/1 | 103 | Electrodeless Fluorescent System, (1) 100W lamp
FEI150/1 | 156 | Electrodeless Fluorescent System, (1) 150W lamp
FEI165/1 | 165 | Electrodeless Fluorescent System, (1) 165W lamp
FU1EE | 43 | Fluorescent, (1) U-Tube, ES lamp
FU1ES | 43 | Fluorescent, (1) U-Tube, ES Lamp
FU1ILL | 31 | Fluorescent, (1) U-Tube, T-8 lamp, Instant Start ballast
FU1ILU | 29 | Fluorescent, (1) 6" spacing U-Tube, T-8 lamp, IS Ballast, NLO (0.85 < BF < 0.95)
FU1ILU-H | 34 | Fluorescent, (1) 6" spacing U-Tube, T-8 lamp, IS Ballast, HLO (.95 < BF < 1.1)
FU1LL | 32 | Fluorescent, (1) U-Tube, T-8 lamp
FU1LL-R | 27 | Fluorescent, (1) U-Tube, T-8 lamp, RLO (BF < 0.85)
FU1SE | 43 | Fluorescent, (1) U-Tube, STD lamp
FU1SS | 43 | Fluorescent, (1) U-Tube, ES Lamp
FU2EE | 72 | Fluorescent, (2) U-Tube, ES lamps
FU2EL | 63 | Fluorescent (2) 48" U-bent ES lamps, Electronic ballast, NLO (0.85 < BF < 0.95)
FU2ES | 72 | Fluorescent, (2) U-Tube, ES lamps
FU2ILL | 59 | Fluorescent, (2) U-Tube, T-8 lamps, Instant Start Ballast
FU2ILL/T4 | 56 | Fluorescent, (2) U-Tube, T-8 lamps, Instant Start Ballast, Tandem 4-lamp ballast
FU2ILL/T4-R | 49 | Fluorescent, (2) U-Tube, T-8 lamps, Instant Start Ballast, RLO, Tandem 4-lamp ballast
FU2ILL-H | 65 | Fluorescent, (2) U-Tube, T-8 lamps, Instant Start HLO Ballast
FU2ILL-R | 52 | Fluorescent, (2) U-Tube, T-8 lamps, Instant Start RLO Ballast
FU2ILU | 55 | Fluorescent, (2) 6" spacing U-Tube, T-8 lamps, IS Ballast, NLO (0.85 < BF < 0.95)
FU2ILU-R | 48 | Fluorescent, (2) 6" spacing U-Tube, T-8 lamps, IS Ballast, RLO (BF < 0.85)
FU2ILU-V | 73 | Fluorescent, (2) 6" spacing U-Tube, T-8 lamps, IS Ballast, VHLO (BF > 1.1)
FU2LL | 60 | Fluorescent, (2) U-Tube, T-8 lamps
FU2LL/T2 | 59 | Fluorescent, (2) U-Tube, T-8 lamps, Tandem 4-lamp ballast
FU2LL-R | 54 | Fluorescent, (2) U-Tube, T-8 lamps, RLO (BF < 0.85)
FU2SE | 72 | Fluorescent, (2) U-Tube, STD lamps
FU2SL | 63 | Fluorescent (2) 48" U-bent Standard lamps, Electronic ballast, NLO (0.85 < BF < 0.95)
FU2SS | 72 | Fluorescent, (1) U-Tube, STD lamp, STD Mag Ballast
FU3EE | 115 | Fluorescent, (3) U-Tube, ES lamps
FU3ILL | 89 | Fluorescent, (3) U-Tube, T-8 lamps, Instant Start Ballast
FU3ILL-R | 78 | Fluorescent, (3) U-Tube, T-8 lamps, Instant Start RLO Ballast
FU3ILU | 81 | Fluorescent, (3) 6" spacing U-Tube, T-8 lamps, IS Ballast, NLO (0.85 < BF < 0.95)
FU3ILU-R | 73 | Fluorescent, (3) 6" spacing U-Tube, T-8 lamps, IS Ballast, RLO (BF < 0.85)
FU3SE | 115 | Fluorescent, (3) U-Tube, STD lamps
H100/1 | 100 | Halogen Incandescent, (1) 100W lamp
H150/1 | 150 | Halogen Incandescent, (1) 150W lamp
H250/1 | 250 | Halogen Incandescent, (1) 250W lamp
H300/1 | 300 | Halogen Incandescent, (1) 300W lamp
H35/1 | 35 | Halogen Incandescent, (1) 35W lamp
H42/1 | 42 | Halogen Incandescent, (1) 42W lamp
H45/1 | 45 | Halogen Incandescent, (1) 45W lamp
H50/1 | 50 | Halogen Incandescent, (1) 50W lamp
H500/1 | 500 | Halogen Incandescent, (1) 500W lamp
H52/1 | 52 | Halogen Incandescent, (1) 52W lamp
H55/1 | 55 | Halogen Incandescent, (1) 55W lamp
H60/1 | 60 | Halogen Incandescent, (1) 60W lamp
H72/1 | 72 | Halogen Incandescent, (1) 72W lamp
H75/1 | 75 | Halogen Incandescent, (1) 75W lamp
H90/1 | 90 | Halogen Incandescent, (1) 90W lamp
HLV50/1 | 60 | Halogen, (1) Low Voltage MR16 lamp
HPS100/1 | 138 | High Pressure Sodium, (1) 100W lamp
HPS1000/1 | 1100 | High Pressure Sodium, (1) 1000W lamp
HPS150/1 | 188 | High Pressure Sodium, (1) 150W lamp
HPS200/1 | 250 | High Pressure Sodium, (1) 200W lamp
HPS250/1 | 295 | High Pressure Sodium, (1) 250W lamp
HPS310/1 | 365 | High Pressure Sodium, (1) 310W lamp
HPS35/1 | 46 | High Pressure Sodium, (1) 35W lamp
HPS360/1 | 414 | High Pressure Sodium, (1) 360W lamp
HPS400/1 | 465 | High Pressure Sodium, (1) 400W lamp
HPS50/1 | 66 | High Pressure Sodium, (1) 50W lamp
HPS70/1 | 95 | High Pressure Sodium, (1) 70W lamp
I100/1 | 100 | Incandescent, (1) 100W lamp
I1000/1 | 1000 | Incandescent, (1) 1000W lamp
I100E/1 | 90 | Incandescent, (1) 100W ES lamp
I100EL/1 | 90 | Incandescent, (1) 100W ES/LL lamp
I110/1 | 110 | Incandescent, (1) 110W lamp
I116/1 | 116 | Incandescent, (1) 116W lamp
I120/1 | 120 | Incandescent, (1) 120W lamp
I120/1 | 120 | Incandescent, (1) 120W lamp
I125/1 | 125 | Incandescent, (1) 125W lamp
I130/1 | 130 | Incandescent, (1) 130W lamp
I135/1 | 135 | Incandescent, (1) 135W lamp
I15/1 | 15 | Incandescent, (1) 15W lamp
I150/1 | 150 | Incandescent, (1) 150W lamp
I1500/1 | 1500 | Incandescent, (1) 1500W lamp
I150E/1 | 135 | Incandescent, (1) 150W ES lamp
I150EL/1 | 135 | Incandescent, (1) 150W ES/LL lamp
I160/1 | 160 | Incandescent, (1) 160W lamp
I170/1 | 170 | Incandescent, (1) 170W lamp
I20/1 | 20 | Incandescent, (1) 20W lamp
I200/1 | 200 | Incandescent, (1) 200W lamp
I2000/1 | 2000 | Incandescent, (1) 2000W lamp
I200L/1 | 200 | Incandescent, (1) 200W LL lamp
I25/1 | 25 | Incandescent, (1) 25W lamp
I250/1 | 250 | Incandescent, (1) 250W lamp
I30/1 | 30 | Incandescent, (1) 30W lamp
I300/1 | 300 | Incandescent, (1) 300W lamp
I34/1 | 34 | Incandescent, (1) 34W lamp
I36/1 | 36 | Incandescent, (1) 36W lamp
I40/1 | 40 | Incandescent, (1) 40W lamp
I400/1 | 400 | Incandescent, (1) 400W lamp
I40E/1 | 34 | Incandescent, (1) 40W ES lamp
I40EL/1 | 34 | Incandescent, (1) 40W ES/LL lamp
I42/1 | 42 | Incandescent, (1) 42W lamp
I45/1 | 45 | Incandescent, (1) 45W lamp
I50/1 | 50 | Incandescent, (1) 50W lamp
I500/1 | 500 | Incandescent, (1) 500W lamp
I52/1 | 52 | Incandescent, (1) 52W lamp
I54/1 | 54 | Incandescent, (1) 54W lamp
I55/1 | 55 | Incandescent, (1) 55W lamp
I60/1 | 60 | Incandescent, (1) 60W lamp
I60E/1 | 52 | Incandescent, (1) 60W ES lamp
I60EL/1 | 52 | Incandescent, (1) 60W ES/LL lamp
I65/1 | 65 | Incandescent, (1) 65W lamp
I67/1 | 67 | Incandescent, (1) 67W lamp
I69/1 | 69 | Incandescent, (1) 69W lamp
I7.5/1 | 8 | Tungsten exit light, (1) 7.5 W lamp, used in night light application
I72/1 | 72 | Incandescent, (1) 72W lamp
I75/1 | 75 | Incandescent, (1) 75W lamp
I750/1 | 750 | Incandescent, (1) 750W lamp
I75E/1 | 67 | Incandescent, (1) 75W ES lamp
I75EL/1 | 67 | Incandescent, (1) 75W ES/LL lamp
I80/1 | 80 | Incandescent, (1) 80W lamp
I85/1 | 85 | Incandescent, (1) 85W lamp
I90/1 | 90 | Incandescent, (1) 90W lamp
I93/1 | 93 | Incandescent, (1) 93W lamp
I95/1 | 95 | Incandescent, (1) 95W lamp
MH100/1 | 127 | Metal Halide, (1) 100W lamp, Magnetic ballast
MH100/1-L | 109.8333 | Metal Halide, (1) 100W lamp
MH1000/1 | 1077 | Metal Halide, (1) 1000W lamp, Magnetic ballast
MH125/1 | 150 | Metal Halide, (1) 125W lamp, Magnetic ballast
MH150/1 | 184 | Metal Halide, (1) 150W lamp, Magnetic ballast
MH150/1-L | 163 | Metal Halide, (1) 150W lamp
MH1500/1 | 1608 | Metal Halide, (1) 1500W lamp, Magnetic ballast
MH175/1 | 209 | Metal Halide, (1) 175W lamp, Magnetic ballast
MH175/1-L | 191 | Metal Halide, (1) 175W lamp
MH20/1-L | 24 | Metal Halide, (1) 20W lamp
MH200/1 | 232 | Metal Halide, (1) 200W lamp, Magnetic ballast
MH200/1-L | 216 | Metal Halide, (1) 200W lamp
MH22/1-L | 26 | Metal Halide, (1) 22W lamp
MH250/1 | 291 | Metal Halide, (1) 250W lamp, Magnetic ballast
MH250/1-L | 266.5 | Metal Halide, (1) 250W lamp
MH32/1 | 42 | Metal Halide, (1) 32W lamp, Magnetic ballast
MH320/1 | 367 | Metal Halide, (1) 320W lamp, Magnetic ballast
MH320/1-L | 341 | Metal Halide, (1) 320W lamp
MH350/1 | 395 | Metal Halide, (1) 350W lamp, Magnetic ballast
MH350/1-L | 371 | Metal Halide, (1) 350W lamp
MH360/1 | 418 | Metal Halide, (1) 360W lamp, Magnetic ballast
MH39/1 | 56 | Metal Halide, (1) 39W lamp, Magnetic ballast
MH39/1-L | 44.5 | Metal Halide, (1) 39W lamp
MH400/1 | 456 | Metal Halide, (1) 400W lamp, Magnetic ballast
MH400/1-L | 424.3333 | Metal Halide, (1) 400W lamp
MH450/1 | 507 | Metal Halide, (1) 450W lamp, Magnetic ballast
MH450/1-L | 465 | Metal Halide, (1) 450W lamp
MH50/1 | 67 | Metal Halide, (1) 50W lamp, Magnetic ballast
MH50/1-L | 56.3333 | Metal Halide, (1) 50W lamp
MH70/1 | 94 | Metal Halide, (1) 70W lamp, Magnetic ballast
MH70/1-L | 78 | Metal Halide, (1) 70W lamp
MH750/1 | 814 | Metal Halide, (1) 750W lamp, Magnetic ballast
MV100/1 | 125 | Mercury Vapor, (1) 100W lamp
MV1000/1 | 1075 | Mercury Vapor, (1) 1000W lamp
MV160/1 | 160 | Mercury Vapor, Self-Ballasted, (1) 160W self-ballasted lamp
MV175/1 | 205 | Mercury Vapor, (1) 175W lamp
MV250/1 | 290 | Mercury Vapor, (1) 250W lamp
MV40/1 | 50 | Mercury Vapor, (1) 40W lamp
MV400/1 | 455 | Mercury Vapor, (1) 400W lamp
MV50/1 | 74 | Mercury Vapor, (1) 50W lamp
MV700/1 | 780 | Mercury Vapor, (1) 700W lamp
MV75/1 | 93 | Mercury Vapor, (1) 75W lamp
CFL1-13 | 15 | Interior CF 1L 13W Quad
CFL2-13 | 30 | Interior CF 2L 13W Quad
CFL1-23 | 26 | Interior CF 1L 23W Quad
CFL1-26 | 29 | Interior CF 1L 26W Quad
CFL1-32 | 34 | Interior CF 1L 32W Triple
CFL2-26 | 51 | Interior CF 2L 26W Quad
CFL2-32 | 62 | Interior CF 2L 32W Triple
CFL1-42 | 46 | Interior CF 1L 42W Triple
CFL2-42 | 93 | Interior CF 2L 42W Triple
CFL3-13 | 48 | Interior CF 3L 13W Quad
CFL1-57 | 59 | Interior CF 1L 57W Triple
12" Red Circle | 100 | 12" Red Circle Traffic Signal
12" Green Circle | 100 | 12" Green Circle Traffic Signal
12" Yellow Flashing Circle | 100 | 12" Yellow Flashing Circle Traffic Signal
12" Red Flashing Circle | 100 | 12" Red Flashing Circle
8" Red Circle | 90 | 8" Red Circle Traffic Signal
8" Green Circle | 90 | 8" Green Circle Traffic Signal
8" Yellow Flashing Circle | 90 | 8" Yellow Flashing Circle Traffic Signal
8" Red Flashing Circle | 90 | 8" Red Flashing Circle
Pedestrian Signal | 85 | Pedestrian Signal
Note on D2: jarichter: small business only
Note on C5: jarichter: replaced by more complicated version of IF Energy
Note on A13: jarichter: removed on 5-15 as no longer incentivized
Note on D13: jarichter: Added this IF just for reach in freezer or cooler lighting measure. Per Bill 5-14-2012
Note on D14: jarichter: Added this IF just for reach in freezer or cooler lighting measure. Per Bill 5-14-2012

## Ref2 (hidden)
[10 empty] | LTL1 | MR 16 Integral LED Lamp
Replacement Primary Categories | Lookup Results | [8 empty] | LTL2 | PAR 20 Screw-In Integral LED Lamp
EXIT_Sign | Rep_EXIT_Sign | [8 empty] | LTL3 | PAR 38 and PAR 30 Screw-In Integral LED Lamp
HPT8_RWT8_Linear | Rep_HPT8_RWT8_Linear | [8 empty] | LTL4 | New or Retrofit LED Exit Sign
Fluor_T8_Linear | Rep_Fluor_T8_Linear | [8 empty] | LTL5 | [Reserved for possible future use]
Fluor_T5_Linear | Rep_Fluor_T5_Linear | [8 empty] | LTL6 | Recessed, Surface, Pendant, Track, or Downlight LED Fixture
Fluor_U_Tubes | Rep_Fluor_U_Tubes | [8 empty] | LTL7 | [Reserved for possible future use]
CFL_Fixtures | Rep_CFL_Fixtures | [8 empty] | LTL8 | [Reserved for possible future use]
Metal_Halide_Pulse_Start | Rep_Metal_Halide_Pulse_Start | [8 empty] | LTL9 | [Reserved for possible future use]
LED Lamps | Rep_LED_Lamp | [8 empty] | LTL10 | Exterior Parking Garage, Gasoline Canopy, or Pole Mounted LED Fixture
LED Fixtures | Rep_LED_Fixture | [8 empty] | LTL11 | [Reserved for possible future use]
[10 empty] | LTL12 | [Reserved for possible future use]
[10 empty] | LTL13 | [Reserved for possible future use]
Rep_EXIT_Sign | Rep_HPT8_RWT8_Linear | Rep_Fluor_T8_Linear | Rep_Fluor_T5_Linear | Rep_Fluor_U_Tubes | Rep_CFL_Fixtures | Rep_Metal_Halide_Pulse_Start | Rep_Traffic_Signals | Rep_LED_Lamp | Rep_LED_Fixture | LTL14 | Exterior Parking Lot, area fixtures and wallpacks LED fixtures
ELED2/1 | HPT8(1-F032)LBF | F21ILL-R | F21GPHL-H | FU2ILL | CFL1-13 | MHPS150/1 | 12" Red Circle (LED) | LED_MR16 | LED_RSORD_Fixture | LTL15 | [Reserved for possible future use]
ELED2/2 | HPT8(1-F032)NBF | F21ILU | F21GPL-H | FU2ILL-H | CFL2-13 | MHPS175/1 | 12" Green Circle (LED) | LED_PAR20 | LED_ExtParkingGarage_GC | LTL16 | LED Reach-In Freezer or Cooler Lighting
ELED3 | HPT8(1-F032)HBF | F21ILU-R | F22GPHL-H | FU2ILL-R | CFL1-23 | MHPS200/1 | 8" Red Circle (LED) | LED_PAR38_PAR30 | LED_ExtParkingLot_GC | LTL17 | [Reserved for possible future use]
ELED4 | HPT8(2-F032)LBF | F21ILU-V | F22GPL-H | FU2ILU | CFL1-26 | MHPS250/1 | 8" Green Circle (LED) |  | LED_Freezer_Cooler | LTL18 | [Reserved for possible future use]
| HPT8(2-F032)NBF | F21LL | F22PS | FU2ILU-R | CFL1-32 | MHPS320/1 | Pedestrian Signal (LED) |  |  | LTL19 | LED Traffic Signal Retrofit
| HPT8(2-F032)HBF | F21LL-R | F23GPHL/2-H | FU2ILU-V | CFL2-26 | MHPS350/1 | Full-time Flashing (LED)
| HPT8(3-F032)LBF | F21SL | F23GPL/2-H | FU2LL | CFL2-32 | MHPS400/1
| HPT8(3-F032)NBF | F22ILL | F23GPL-H | FU2LL-R | CFL1-42 | MHPS450/1
| HPT8(3-F032)HBF | F22ILL-R | F24GPHL/2-H | FU2SL | CFL2-42
| HPT8(4-F032)LBF | F22ILU | F24GPL/2-H |  | CFL3-13
| HPT8(4-F032)NBF | F22ILU-R | F24PS |  | CFL1-57
| HPT8(4-F032)HBF | F22ILU-V | F31GPHL-H |  |  |  | 12" Yellow Flashing Circle (LED)
| HPT8(6-F032)LBF | F22LL | F31GPL-H |  |  |  | 12" Red Flashing Circle (LED)
| HPT8(6-F032)NBF | F22LL-R | F32GPHL-H |  |  |  | 8" Yellow Flashing Circle (LED)
| HPT8(6-F032)HBF | F23ILL | F32GPL-H |  |  |  | 8" Red Flashing Circle (LED)
| HPT8(8-F032)LBF | F23ILL-H | F33GPHL/2-H
| HPT8(8-F032)NBF | F23ILL-R | F33GPL/2-H
| HPT8(8-F032)HBF | F23ILU | F34GPHL/2-H
| RWT8(1-F028)LBF | F23ILU-R | F34GPL/2-H
| RWT8(1-F028)NBF | F23ILU-V | F41GPHL/T2-H
| RWT8(1-F028)HBF | F23LL | F41GPHL-H
| RWT8(2-F028)LBF | F23LL-R | F41GPL/T2-H
| RWT8(2-F028)NBF | F24ILL | F41GPL-H
| RWT8(2-F028)HBF | F24ILL-R | F410GPHL/5-H
| RWT8(3-F028)LBF | F24ILU | F412GPHL/6-H
| RWT8(3-F028)NBF | F24ILU-R | F42GPHL-H
| RWT8(3-F028)HBF | F24LL | F42GPL-H
| RWT8(4-F028)LBF | F24LL-R | F43GPHL/2-H
| RWT8(4-F028)NBF | F31ILL | F43GPHL-H
| RWT8(4-F028)HBF | F31ILL-H | F43GPL/2-H
| RWT8(1-F025)LBF | F31ILL-R | F44GPHL/2-H
| RWT8(1-F025)NBF | F31ILU | F44GPHL-H
| RWT8(1-F025)HBF | F31ILU-R | F44GPL/2-H
| RWT8(2-F025)LBF | F31LL | F46GPHL/2-H
| RWT8(2-F025)NBF | F31LL-H | F46GPHL/3-H
| RWT8(2-F025)HBF | F31LL-R | F48GPHL/2-H
| RWT8(3-F025)LBF | F32ILL | F51GPHL-H
| RWT8(3-F025)NBF | F32ILL/2-R | F51GPL-H
| RWT8(3-F025)HBF | F32ILL-H | F52GPHL/2-H
| RWT8(4-F025)LBF | F32ILL-R | F52GPL-H
| RWT8(4-F025)NBF | F32ILU | F53GPL/2-H
| RWT8(4-F025)HBF | F32ILU-R | F54GPL/2-H
F32LL
F32LL-H
F32LL-R
F32LL-V
F33ILL
F33ILL-R
F33ILU
F33ILU-R
F33LL
F33LL-R
F34ILL
F34ILL/2-R
F34ILL-R
F34ILU
F34ILU-R
F34LL
F34LL-R
F36ILL/2
F36ILL/2-R
F41GLL
F41GLL-R
F41GNLL
F41GNLL-R
F41GRLL
F41GRLL-R
F41ILL
F41ILL-H
F41ILL-R
F41ILU
F41ILU-H
F41ILU-R
F41INLU
F41INLU-R
F41INLU-V
F41IRLL
F41IRLL-V
F41IRLU
F41IRLU-R
F41IRLU-V
F41LL
F41LL-H
F41LL-R
F42GLL
F42GLL-R
F42GLL-V
F42GNLL
F42GNLL-R
F42GRLL
F42GRLL-R
F42ILL
F42ILL/2
F42ILL/2-R
F42ILL-H
F42ILL-R
F42ILL-V
F42ILU
F42ILU-R
F42ILU-V
F42INLL
F42INLL-V
F42INLU
F42INLU-R
F42INLU-V
F42IRLL
F42IRLL-V
F42IRLU
F42IRLU-R
F42IRLU-V
F42LL
F42LL/2
F42LL-H
F42LL-R
F42LL-V
F43GLL
F43GLL-R
F43GLL-V
F43GNLL
F43GNLL-R
F43GRLL
F43GRLL-R
F43ILL
F43ILL/2
F43ILL/2-H
F43ILL/2-R
F43ILL-H
F43ILL-R
F43ILL-V
F43ILU
F43ILU-R
F43ILU-V
F43INLL
F43INLL-V
F43INLU
F43INLU-R
F43INLU-V
F43IRLL
F43IRLL-H
F43IRLL-V
F43IRLU
F43IRLU-R
F43IRLU-V
F43LL
F43LL/2
F43LL-H
F43LL-R
F44GLL
F44GLL-R
F44GLL-V
F44GNLL
F44GNLL-R
F44GRLL
F44GRLL-R
F44ILL
F44ILL/2
F44ILL/2-H
F44ILL/2-R
F44ILL/2-V
F44ILL-R
F44ILL-V
F44ILU
F44ILU-R
F44ILU-V
F44INLL
F44INLU
F44INLU-R
F44INLU-V
F44IRLL
F44IRLL-R
F44IRLU
F44IRLU-R
F44IRLU-V
F44LE
F44LL
F44LL/2
F44LL-R
F45ILL/2
F45GLL/2-V
F46GLL/2
F46GLL/2-R
F46GLL/2-V
F46ILL/2
F46ILL/2-R
F46ILL/2-V
F46ILU/2
F46ILU/2-R
F46ILU/2-V
F46INLU/2-R
F46INLU/2-V
F46IRLU/2-R
F46IRLU/2-V
F46LL/2
F48GLL/2
F48GLL/2-R
F48GLL/2-V
F48ILL/2
F48ILL/2-R
F48ILU/2
F48ILU/2-R
Fixture Code | Description | Fixture Watts
ELED2/1 | EXIT Sign, LED, (1) 2W lamp, Single Sided | 6
ELED2/2 | EXIT Sign, LED, (2) 2W lamps, Dual Sided | 9
ELED3 | EXIT Sign, LED, 3W | 3
ELED4 | EXIT Sign, LED, 4W | 4
HPT8(1-F032)LBF | Fluorescent, (1) 48", HPT8 32W lamp, Instant or Program Start Ballast, (< 0.85) | 25
HPT8(1-F032)NBF | Fluorescent, (1) 48", HPT8 32W lamp, Instant or Program Start Ballast, (0.85 < BF < 0.95) | 28
HPT8(1-F032)HBF | Fluorescent, (1) 48", HPT8 32W lamp, Instant or Program Start Ballast, (>/= 0.95) | 38
HPT8(2-F032)LBF | Fluorescent, (2) 48", HPT8 32W lamp, Instant or Program Start Ballast, (< 0.85) | 48
HPT8(2-F032)NBF | Fluorescent, (2) 48", HPT8 32W lamp, Instant or Program Start Ballast, (0.85 < BF < 0.95) | 55
HPT8(2-F032)HBF | Fluorescent, (2) 48", HPT8 32W lamp, Instant or Program Start Ballast, (>/= 0.95) | 74
HPT8(3-F032)LBF | Fluorescent, (3) 48", HPT8 32W lamp, Instant or Program Start Ballast, (< 0.85) | 73
HPT8(3-F032)NBF | Fluorescent, (3) 48", HPT8 32W lamp, Instant or Program Start Ballast, (0.85 < BF < 0.95) | 83
HPT8(3-F032)HBF | Fluorescent, (3) 48", HPT8 32W lamp, Instant or Program Start Ballast, (>/= 0.95) | 111
HPT8(4-F032)LBF | Fluorescent, (4) 48", HPT8 32W lamp, Instant or Program Start Ballast, (< 0.85) | 95
HPT8(4-F032)NBF | Fluorescent, (4) 48", HPT8 32W lamp, Instant or Program Start Ballast, (0.85 < BF < 0.95) | 108
HPT8(4-F032)HBF | Fluorescent, (4) 48", HPT8 32W lamp, Instant or Program Start Ballast, (>/= 0.95) | 144
HPT8(6-F032)LBF | Fluorescent, (6) 48", HPT8 32W lamp, Instant or Program Start Ballast, (< 0.85) | 146
HPT8(6-F032)NBF | Fluorescent, (6) 48", HPT8 32W lamp, Instant or Program Start Ballast, (0.85 < BF < 0.95) | 163
HPT8(6-F032)HBF | Fluorescent, (6) 48", HPT8 32W lamp, Instant or Program Start Ballast, (>/= 0.95) | 222
HPT8(8-F032)LBF | Fluorescent, (8) 48", HPT8 32W lamp, Instant or Program Start Ballast, (< 0.85) | 190
HPT8(8-F032)NBF | Fluorescent, (8) 48", HPT8 32W lamp, Instant or Program Start Ballast, (0.85 < BF < 0.95) | 216
HPT8(8-F032)HBF | Fluorescent, (8) 48", HPT8 32W lamp, Instant or Program Start Ballast, (>/= 0.95) | 288
RWT8(1-F028)LBF | Fluorescent, (1) 48", HPT8 28W lamp, Instant or Program Start Ballast, (< 0.85) | 22
RWT8(1-F028)NBF | Fluorescent, (1) 48", HPT8 28W lamp, Instant or Program Start Ballast, (0.85 < BF < 0.95) | 25
RWT8(1-F028)HBF | Fluorescent, (1) 48", HPT8 28W lamp, Instant or Program Start Ballast, (>/= 0.95) | 33
RWT8(2-F028)LBF | Fluorescent, (2) 48", HPT8 28W lamp, Instant or Program Start Ballast, (< 0.85) | 42
RWT8(2-F028)NBF | Fluorescent, (2) 48", HPT8 28W lamp, Instant or Program Start Ballast, (0.85 < BF < 0.95) | 48
RWT8(2-F028)HBF | Fluorescent, (2) 48", HPT8 28W lamp, Instant or Program Start Ballast, (>/= 0.95) | 51
RWT8(3-F028)LBF | Fluorescent, (3) 48", HPT8 28W lamp, Instant or Program Start Ballast, (< 0.85) | 63
RWT8(3-F028)NBF | Fluorescent, (3) 48", HPT8 28W lamp, Instant or Program Start Ballast, (0.85 < BF < 0.95) | 72
RWT8(3-F028)HBF | Fluorescent, (3) 48", HPT8 28W lamp, Instant or Program Start Ballast, (>/= 0.95) | 98
RWT8(4-F028)LBF | Fluorescent, (4) 48", HPT8 28W lamp, Instant or Program Start Ballast, (< 0.85) | 84
RWT8(4-F028)NBF | Fluorescent, (4) 48", HPT8 28W lamp, Instant or Program Start Ballast, (0.85 < BF < 0.95) | 95
RWT8(4-F028)HBF | Fluorescent, (4) 48", HPT8 28W lamp, Instant or Program Start Ballast, (>/= 0.95) | 127
RWT8(1-F025)LBF | Fluorescent, (1) 48", HPT8 25W lamp, Instant or Program Start Ballast, (< 0.85) | 22
RWT8(1-F025)NBF | Fluorescent, (1) 48", HPT8 25W lamp, Instant or Program Start Ballast, (0.85 < BF < 0.95) | 25
RWT8(1-F025)HBF | Fluorescent, (1) 48", HPT8 25W lamp, Instant or Program Start Ballast, (>/= 0.95) | 33
RWT8(2-F025)LBF | Fluorescent, (2) 48", HPT8 25W lamp, Instant or Program Start Ballast, (< 0.85) | 42
RWT8(2-F025)NBF | Fluorescent, (2) 48", HPT8 25W lamp, Instant or Program Start Ballast, (0.85 < BF < 0.95) | 48
RWT8(2-F025)HBF | Fluorescent, (2) 48", HPT8 25W lamp, Instant or Program Start Ballast, (>/= 0.95) | 65
RWT8(3-F025)LBF | Fluorescent, (3) 48", HPT8 25W lamp, Instant or Program Start Ballast, (< 0.85) | 63
RWT8(3-F025)NBF | Fluorescent, (3) 48", HPT8 25W lamp, Instant or Program Start Ballast, (0.85 < BF < 0.95) | 72
RWT8(3-F025)HBF | Fluorescent, (3) 48", HPT8 25W lamp, Instant or Program Start Ballast, (>/= 0.95) | 98
RWT8(4-F025)LBF | Fluorescent, (4) 48", HPT8 25W lamp, Instant or Program Start Ballast, (< 0.85) | 84
RWT8(4-F025)NBF | Fluorescent, (4) 48", HPT8 25W lamp, Instant or Program Start Ballast, (0.85 < BF < 0.95) | 95
RWT8(4-F025)HBF | Fluorescent, (4) 48", HPT8 25W lamp, Instant or Program Start Ballast, (>/= 0.95) | 127
F21ILL-R | Fluorescent, (1) 24", T-8 lamp, Instant Start Ballast, RLO (BF< 0.85) | 17
F21ILU | Fluorescent, (1) 24", T-8 lamp, Instant Start Ballast, NLO (0.85 < BF < 0.95) | 17
F21ILU-R | Fluorescent, (1) 24", T-8 lamp, Instant Start Ballast, RLO (BF< 0.85) | 15
F21ILU-V | Fluorescent, (1) 24", T-8 lamps, Instant Start Ballast, VHLO ( BF > 1.1) | 22
F21LL | Fluorescent, (1) 24", T-8 lamp, Rapid Start Ballast, NLO (0.85 < BF < 0.95) | 16
F21LL-R | Fluorescent, (1) 24", T-8 lamp, Rapid Start Ballast, RLO (BF< 0.85) | 15
F21SL | Fluorescent, (1) 24", T-8 lamp, Standard Ballast | 24
F22ILL | Fluorescent, (2) 24", T-8 lamps, Instant Start Ballast, NLO (0.85 < BF < 0.95) | 33
F22ILL-R | Fluorescent, (2) 24", T-8 lamps, Instant Start Ballast, RLO (BF< 0.85) | 30
F22ILU | Fluorescent, (2) 24", T-8 lamps, Instant Start Ballast, NLO (0.85 < BF < 0.95) | 30
F22ILU-R | Fluorescent, (2) 24", T-8 lamps, Instant Start Ballast, RLO (BF< 0.85) | 27
F22ILU-V | Fluorescent, (2) 24", T-8 lamps, Instant Start Ballast, VHLO ( BF > 1.1) | 41
F22LL | Fluorescent, (2) 24", T-8 lamps, Rapid Start Ballast, NLO (0.85 < BF < 0.95) | 31
F22LL-R | Fluorescent, (2) 24", T-8 lamps, Rapid Start Ballast, RLO (BF< 0.85) | 28
F23ILL | Fluorescent, (3) 24", T-8 lamps, Instant Start Ballast, NLO (0.85 < BF < 0.95) | 47
F23ILL-H | Fluorescent, (3) 24", T-8 lamps, Instant Start Ballast, HLO (0.95 < BF < 1.1) | 51
F23ILL-R | Fluorescent, (3) 24", T-8 lamps, Instant Start Ballast, RLO (BF< 0.85) | 41
F23ILU | Fluorescent, (3) 24", T-8 lamps, Instant Start Ballast, NLO (0.85 < BF < 0.95) | 45
F23ILU-R | Fluorescent, (3) 24", T-8 lamps, Instant Start Ballast, RLO (BF< 0.85) | 40
F23ILU-V | Fluorescent, (3) 24", T-8 lamps, Instant Start Ballast, VHLO ( BF > 1.1) | 59
F23LL | Fluorescent, (3) 24", T-8 lamps, Rapid Start Ballast, NLO (0.85 < BF < 0.95) | 52
F23LL-R | Fluorescent, (3) 24", T-8 lamps, Rapid Start Ballast, RLO (BF< 0.85) | 41
F24ILL | Fluorescent, (4) 24", T-8 lamps, Instant Start Ballast, NLO (0.85 < BF < 0.95) | 59
F24ILL-R | Fluorescent, (4) 24", T-8 lamps, Instant Start Ballast, RLO (BF< 0.85) | 53
F24ILU | Fluorescent, (4) 24", T-8 lamps, Instant Start Ballast, NLO (0.85 < BF < 0.95) | 57
F24ILU-R | Fluorescent, (4) 24", T-8 lamps, Instant Start Ballast, RLO (BF< 0.85) | 52
F24LL | Fluorescent, (4) 24", T-8 lamps, Rapid Start Ballast, NLO (0.85 < BF < 0.95) | 68
F24LL-R | Fluorescent, (4) 24", T-8 lamps, Rapid Start Ballast, RLO (BF< 0.85) | 57
F31ILL | Fluorescent, (1) 36", T-8 lamp, Instant Start Ballast, NLO (0.85 < BF < 0.95) | 26
F31ILL-H | Fluorescent, (1) 36", T-8 lamp, Instant Start Ballast, HLO (0.95 < BF < 1.1) | 28
F31ILL-R | Fluorescent, (1) 36", T-8 lamp, Instant Start Ballast, RLO (BF< 0.85) | 22
F31ILU | Fluorescent, (1) 36", T-8 lamp, Instant Start Ballast, NLO (0.85 < BF < 0.95) | 23
F31ILU-R | Fluorescent, (1) 36", T-8 lamp, Instant Start Ballast, RLO (BF< 0.85) | 20
F31LL | Fluorescent, (1) 36", T-8 lamp, Rapid Start Ballast, NLO (0.85 < BF < 0.95) | 24
F31LL-H | Fluorescent, (1) 36", T-8 lamp, Rapid Start Ballast, HLO (0.95 < BF < 1.1) | 26
F31LL-R | Fluorescent, (1) 36", T-8 lamp, Rapid Start Ballast, RLO (BF< 0.85) | 23
F32ILL | Fluorescent, (2) 36", T-8 lamps, Instant Start Ballast, NLO (0.85 < BF < 0.95) | 46
F32ILL/2-R | Fluorescent, (2) 36", T-8 lamps, (2) Instant Start Ballasts, RLO (BF< 0.85) | 44
F32ILL-H | Fluorescent, (2) 36", T-8 lamps, Instant Start Ballast, HLO (0.95 < BF < 1.1) | 52
F32ILL-R | Fluorescent, (2) 36", T-8 lamps, Instant Start Ballast, RLO (BF< 0.85) | 42
F32ILU | Fluorescent, (2) 36", T-8 lamps, Instant Start Ballast, NLO (0.85 < BF < 0.95) | 44
F32ILU-R | Fluorescent, (2) 36", T-8 lamps, Instant Start Ballast, RLO (BF< 0.85) | 39
F32LL | Fluorescent, (2) 36", T-8 lamps, Rapid Start Ballast, NLO (0.85 < BF < 0.95) | 46
F32LL-H | Fluorescent, (2) 36", T-8 lamps, Rapid Start Ballast, HLO (0.95 < BF < 1.1) | 50
F32LL-R | Fluorescent, (2) 36", T-8 lamps, Rapid Start Ballast, RLO (BF< 0.85) | 42
F32LL-V | Fluorescent, (2) 36", T-8 lamps, Rapid Start Ballast, VHLO (BF > 1.1) | 70
F33ILL | Fluorescent, (3) 36", T-8 lamps, Instant Start Ballast, NLO (0.85 < BF < 0.95) | 68
F33ILL-R | Fluorescent, (3) 36", T-8 lamps, Instant Start Ballast, RLO (BF< 0.85) | 61
F33ILU | Fluorescent, (3) 36", T-8 lamps, Instant Start Ballast, NLO (0.85 < BF < 0.95) | 65
F33ILU-R | Fluorescent, (3) 36", T-8 lamps, Instant Start Ballast, RLO (BF< 0.85) | 58
F33LL | Fluorescent, (3) 36", T-8 lamps, Rapid Start Ballast, NLO (0.85 < BF < 0.95) | 72
F33LL-R | Fluorescent, (3) 36", T-8 lamps, Rapid Start Ballast, RLO (BF< 0.85) | 62
F34ILL | Fluorescent, (4) 36", T-8 lamps, Instant Start Ballast, NLO (0.85 < BF < 0.95) | 88
F34ILL/2-R | Fluorescent, (4) 36", T-8 lamps, (2) Instant Start Ballasts, RLO (BF< 0.85) | 84
F34ILL-R | Fluorescent, (4) 36", T-8 lamps, Instant Start Ballast, RLO (BF< 0.85) | 78
F34ILU | Fluorescent, (4) 36", T-8 lamps, Instant Start Ballast, NLO (0.85 < BF < 0.95) | 86
F34ILU-R | Fluorescent, (4) 36", T-8 lamps, Instant Start Ballast, RLO (BF< 0.85) | 77
F34LL | Fluorescent, (4) 36", T-8 lamps, Rapid Start Ballast, NLO (0.85 < BF < 0.95) | 89
F34LL-R | Fluorescent, (4) 36", T-8 lamps, Rapid Start Ballast, RLO (BF< 0.85) | 84
F36ILL/2 | Fluorescent, (6) 36", T-8 lamps, (2) Instant Start Ballasts, NLO (0.85 < BF < 0.95) | 135
F36ILL/2-R | Fluorescent, (6) 36", T-8 lamps, (2) Instant Start Ballasts, RLO (BF< 0.85) | 121
F41GLL | Fluorescent (1) 48" T-8 lamp, Prog. Start or PRS Ballast, NLO (0.85 < BF < 0.95) | 30
F41GLL-R | Fluorescent (1) 48" T-8 lamp, Prog. Start or PRS Ballast, RLO (BF< 0.85) | 25
F41GNLL | Fluorescent (1) 48" T-8 @ 25W lamp, Prog. Start or PRS Ballast, NLO (0.85 < BF < 0.95) | 24
F41GNLL-R | Fluorescent (1) 48" T-8 @ 25W lamp, Prog. Start or PRS Ballast, RLO (BF< 0.85) | 21
F41GRLL | Fluorescent (1) 48" T-8 @ 28W lamp, Prog. Start or PRS Ballast, NLO (0.85 < BF < 0.95) | 26
F41GRLL-R | Fluorescent (1) 48" T-8 @ 28W lamp, Prog. Start or PRS Ballast, RLO (BF< 0.85) | 22
F41ILL | Fluorescent, (1) 48", T-8 lamp, Instant Start Ballast, NLO (0.85 < BF < 0.95) | 31
F41ILL-H | Fluorescent, (1) 48", T-8 lamp, Instant Start Ballast, HLO (0.95 < BF < 1.1) | 36
F41ILL-R | Fluorescent, (1) 48", T-8 lamp, Instant Start Ballast, RLO (BF< 0.85) | 27
F41ILU | Fluorescent, (1) 48", T-8 lamp, Instant Start Ballast, NLO (0.85 < BF < 0.95) | 28
F41ILU-H | Fluorescent, (1) 48", T-8 lamp, Instant Start Ballast, HLO (0.95 < BF < 1.1) | 35
F41ILU-R | Fluorescent, (1) 48", T-8 lamp, Instant Start Ballast, RLO (BF< 0.85) | 25
F41INLU | Fluorescent, (1), T-8 @ 25W lamp, Instant Start Ballast, NLO (0.85 < BF < 0.95) | 23
F41INLU-R | Fluorescent, (1), T-8 @ 25W lamp, Instant Start Ballast, RLO (BF< 0.85) | 21
F41INLU-V | Fluorescent, (1), T-8 @ 25W lamp, Instant Start Ballast, VHLO (BF > 1.1) | 32
F41IRLL | Fluorescent, (1) 48", T-8 @ 28W lamp, Instant Start Ballast, NLO (0.85 < BF < 0.95) | 27
F41IRLL-V | Fluorescent, (1) 48" T-8 @ 28W lamp, Instant Start Ballast, VHLO (BF > 1.1) | 35
F41IRLU | Fluorescent, (1), T-8 @ 28W lamp, Instant Start Ballast, NLO (0.85 < BF < 0.95) | 25
F41IRLU-R | Fluorescent, (1), T-8 @ 28W lamp, Instant Start Ballast, RLO (BF< 0.85) | 22
F41IRLU-V | Fluorescent, (1), T-8 @ 28W lamp, Instant Start Ballast, VHLO (BF > 1.1) | 33
F41LL | Fluorescent, (1) 48", T-8 lamp, Rapid Start Ballast, NLO (0.85 < BF < 0.95) | 32
F41LL-H | Fluorescent, (1) 48", T-8 lamp, Rapid Start Ballast, HLO (0.95 < BF < 1.1) | 39
F41LL-R | Fluorescent, (1) 48", T-8 lamp, Rapid Start Ballast, RLO (BF< 0.85) | 27
F42GLL | Fluorescent (2) 48" T-8 lamps, Prog. Start or PRS Ballast, NLO (0.85 < BF < 0.95) | 59
F42GLL-R | Fluorescent (2) 48" T-8 lamps, Prog. Start or PRS Ballast, RLO (BF < 0.85) | 47
F42GLL-V | Fluorescent, (2) 48" T-8 lamps, Prog. Start or PRS Ballast, VHLO (BF > 1.1) | 74
F42GNLL | Fluorescent (2) 48" T-8 @ 25W lamps, Prog. Start or PRS Ballast, NLO (0.85 < BF < 0.95) | 44
F42GNLL-R | Fluorescent (2) 48" T-8 @ 25W lamps, Prog. Start or PRS Ballast, RLO (BF< 0.85) | 38
F42GRLL | Fluorescent (2) 48" T-8 @ 28W lamps, Prog. Start or PRS Ballast, NLO (0.85 < BF < 0.95) | 49
F42GRLL-R | Fluorescent (2) 48" T-8 @ 28W lamps, Prog. Start or PRS Ballast, RLO (BF< 0.85) | 40
F42ILL | Fluorescent, (2) 48", T-8 lamps, Instant Start Ballast, NLO (0.85 < BF < 0.95) | 58
F42ILL/2 | Fluorescent, (2) 48", T-8 lamps, (2) 1-lamp Instant Start Ballast, NLO (0.85 < BF < 0.95) | 62
F42ILL/2-R | Fluorescent, (2) 48" T-8 lamps, (2) 1-lamp Instant Start Ballasts, RLO (BF< 0.85) | 54
F42ILL-H | Fluorescent, (2) 48", T-8 lamp, Instant Start Ballast, HLO (0.95 < BF < 1.1) | 66
F42ILL-R | Fluorescent, (2) 48", T-8 lamps, Instant Start Ballast, RLO (BF< 0.85) | 51
F42ILL-V | Fluorescent, (2) 48", T-8 lamps, Instant Start Ballast, VHLO (BF > 1.1) | 77
F42ILU | Fluorescent, (2) 48", T-8 lamps, Instant Start Ballast, NLO (0.85 < BF < 0.95) | 54
F42ILU-R | Fluorescent, (2) 48", T-8 lamps, Instant Start, RLO (BF< 0.85) | 48
F42ILU-V | Fluorescent, (2) 48", T-8 lamps, Instant Start, VHLO (BF> 1.1) | 73
F42INLL | Fluorescent, (2) 48", T-8 @ 25W lamps, Instant Start Ballast, NLO (0.85 < BF < 0.95) | 46
F42INLL-V | Fluorescent, (2) 48" T-8 @ 25W lamps, Instant Start Ballast, VHLO (BF > 1.1) | 65
F42INLU | Fluorescent, (2), T-8 @ 25W lamps, Instant Start Ballast, NLO (0.85 < BF < 0.95) | 43
F42INLU-R | Fluorescent (2) 48" T8 @ 25W lamps, Instant Start Ballast, RLO (BF< 0.85) | 38
F42INLU-V | Fluorescent, (2) 48", T-8 @ 25W lamps, Instant Start Ballast, VHLO (BF > 1.1) | 60
F42IRLL | Fluorescent, (2) 48", T-8 @ 28W lamps, Instant Start Ballast, NLO (0.85 < BF < 0.95) | 52
F42IRLL-V | Fluorescent, (2) 48" T-8 @ 28W lamps, Instant Start Ballast, VHLO (BF > 1.1) | 68
F42IRLU | Fluorescent, (2), T-8 @ 28W lamps, Instant Start Ballast, NLO (0.85 < BF < 0.95) | 48
F42IRLU-R | Fluorescent, (2) 48", T-8 @ 28W lamps, Instant Start Ballast, RLO (BF< 0.85) | 43
F42IRLU-V | Fluorescent, (2) 48", T-8 @ 28W lamps, Instant Start Ballast, VHLO (BF > 1.1) | 65
F42LL | Fluorescent, (2) 48", T-8 lamps, Rapid Start Ballast, NLO (0.85 < BF < 0.95) | 60
F42LL/2 | Fluorescent, (2) 48", T-8 lamps, (2) 1-lamp Rapid Start Ballasts, NLO (0.85 < BF < 0.95) | 64
F42LL-H | Fluorescent, (2) 48", T-8 lamp, Rapid Start Ballast, HLO (0.95 < BF < 1.1) | 70
F42LL-R | Fluorescent, (2) 48", T-8 lamp, Rapid Start Ballast, RLO (BF< 0.85) | 54
F42LL-V | Fluorescent, (2) 48", T-8 lamp, Rapid Start Ballast, VHLO (BF > 1.1) | 85
F43GLL | Fluorescent (3) 48" T-8 lamps, Prog. Start or PRS Ballast, NLO (0.85 < BF < 0.95) | 88
F43GLL-R | Fluorescent (3) 48" T-8 lamps, Prog. Start or PRS Ballast, RLO (BF < 0.85) | 72
F43GLL-V | Fluorescent, (3) 48" T-8 lamps, Prog. Start or PRS Ballast, VHLO (BF > 1.1) | 108
F43GNLL | Fluorescent (3) 48" T-8 @ 25W lamps, Prog. Start or PRS Ballast, NLO (0.85 < BF < 0.95) | 66
F43GNLL-R | Fluorescent, (3) 48" T-8 @ 25W lamps, Prog. Start or PRS Ballast, RLO (BF < 0.85) | 56
F43GRLL | Fluorescent (3) 48" T-8 @ 28W lamps, Prog. Start or PRS Ballast, NLO (0.85 < BF < 0.95) | 75
F43GRLL-R | Fluorescent, (3) 48" T-8 @ 28W lamps, Prog. Start or PRS Ballast, RLO (BF < 0.85) | 62
F43ILL | Fluorescent, (3) 48" T-8 lamps, Instant Start Ballast, NLO (0.85 < BF < 0.95) | 85
F43ILL/2 | Fluorescent, (3) 48" T-8 lamps, (2) Instant Start Ballasts, NLO (0.85 < BF < 0.95) | 89
F43ILL/2-H | Fluorescent (3) 48" T-8 lamps, (1) 2-lamp and (1) 3-lamp IS Ballast,1 lead capped, HLO (0.95 < BF < 1.1) | 102
F43ILL/2-R | Fluorescent, (3) 48" T-8 lamps, (1) 1-lamp and (1) 2-lamp IS Ballast, RLO (BF < 0.85) | 78
F43ILL-H | Fluorescent, (3) 48" T-8 lamps, Instant Start Ballast, HLO (0.95 < BF < 1.1) | 93
F43ILL-R | Fluorescent, (3) 48" T-8 lamps, Instant Start Ballast, RLO (BF < 0.85) | 76
F43ILL-V | Fluorescent, (3) 48" T-8 lamps, Instant Start Ballast, VHLO (BF > 1.1) | 112
F43ILU | Fluorescent, (3) 48" T-8 lamps, Instant Start Ballast, NLO (0.85 < BF < 0.95) | 81
F43ILU-R | Fluorescent, (3) 48" T-8 lamps, Instant Start Ballast, RLO (BF < 0.85) | 72
F43ILU-V | Fluorescent, (3) 48" T-8 lamps, Instant Start Ballast, VHLO (BF > 1.1) | 108
F43INLL | Fluorescent, (3) 48" T-8 @ 25W lamps, Instant Start Ballast, NLO (0.85 < BF < 0.95) | 66
F43INLL-V | Fluorescent, (3) 48" T-8 @ 25W lamps, Instant Start Ballast, VHLO (BF > 1.1) | 95
F43INLU | Fluorescent, (3) 48" T-8 lamps @ 25W, Instant Start Ballast, NLO (0.85 < BF < 0.95) | 64
F43INLU-R | Fluorescent, (3) 48" T-8 @ 25W lamps, Instant Start Ballast, RLO (BF < 0.85) | 57
F43INLU-V | Fluorescent, (3) 48" T-8 @ 25W lamps, Instant Start Ballast, VHLO (BF > 1.1) | 93
F43IRLL | Fluorescent, (3) 48" T-8 @ 28W lamps, Instant Start Ballast, NLO (0.85 < BF < 0.95) | 76
F43IRLL-H | Fluorescent, (3) 48" T-8 @ 28W lamps, Instant Start Ballast, HLO (.95 < BF < 1.1) | 82
F43IRLL-V | Fluorescent, (3) 48" T-8 @ 28W lamps, Instant Start Ballast, VHLO (BF > 1.1) | 97
F43IRLU | Fluorescent, (3) 48" T-8 lamps @ 28W, Instant Start Ballast, NLO (0.85 < BF < 0.95) | 72
F43IRLU-R | Fluorescent, (3) 48" T-8 @ 28W lamps, Instant Start Ballast, RLO (BF < 0.85) | 63
F43IRLU-V | Fluorescent, (3) 48" T-8 @ 28W lamps, Instant Start Ballast, VHLO (BF > 1.1) | 96
F43LL | Fluorescent, (3) 48", T-8 lamps, Rapid Start Ballast, NLO (0.85 < BF < 0.95) | 93
F43LL/2 | Fluorescent, (3) 48", T-8 lamps, (1) 1-lamp and (1) 2-lamp RS Ballast, NLO (0.85 < BF < 0.95) | 92
F43LL-H | Fluorescent, (3) 48", T-8 lamp, Rapid Start Ballast, HLO (.95 < BF < 1.1) | 98
F43LL-R | Fluorescent, (3) 48", T-8 lamp, Rapid Start Ballast, RLO (BF < 0.85) | 76
F44GLL | Fluorescent (4) 48" T-8 lamps, Prog. Start or PRS Ballast, NLO (0.85 < BF < 0.95) | 115
F44GLL-R | Fluorescent (4) 48" T-8 lamps, Prog. Start or PRS Ballast, RLO (BF < 0.85) | 92
F44GLL-V | Fluorescent, (4) 48" T-8 lamps, Prog. Start or PRS Ballast, VHLO (BF > 1.1) | 144
F44GNLL | Fluorescent (4) 48" T-8 @ 25W lamps, Prog. Start or PRS Ballast, NLO (0.85 < BF < 0.95) | 85
F44GNLL-R | Fluorescent (4) 48" T-8 @ 25W lamps, Prog. Start or PRS Ballast, RLO (BF < 0.85) | 73
F44GRLL | Fluorescent (4) 48" T-8 @ 28W lamps, Prog. Start or PRS Ballast, NLO (0.85 < BF < 0.95) | 99
F44GRLL-R | Fluorescent (4) 48" T-8 @ 28W lamps, Prog. Start or PRS Ballast, RLO (BF < 0.85) | 80
F44ILL | Fluorescent, (4) 48", T-8 lamps, Instant Start Ballast, NLO (0.85 < BF < 0.95) | 112
F44ILL/2 | Fluorescent, (4) 48", T-8 lamps, (2) 2-lamp IS Ballasts, NLO (0.85 < BF < 0.95) | 116
F44ILL/2-H | Fluorescent, (4) 48", T-8 lamps, (2) 3-lamp IS Ballasts, 1 lead capped, HLO (.95 < BF < 1.1) | 132
F44ILL/2-R | Fluorescent, (4) 48", T-8 lamps, (2) 2-lamp IS Ballasts, RLO (BF < 0.85) | 102
F44ILL/2-V | Fluorescent, (4) 48", T-8 lamps, (2) 2-lamp IS Ballasts, VHLO (BF > 1.1) | 154
F44ILL-R | Fluorescent, (4) 48", T-8 lamps, Instant Start Ballast, RLO (BF < 0.85) | 98
F44ILL-V | Fluorescent, (4) 48", T-8 lamps, Instant Start Ballast, VHLO (BF > 1.1) | 151
F44ILU | Fluorescent, (4) 48", T-8 lamps, Instant Start Ballast, NLO (0.85 < BF < 0.95) | 107
F44ILU-R | Fluorescent, (4) 48", T-8 lamps, Instant Start Ballast, RLO (BF < 0.85) | 95
F44ILU-V | Fluorescent, (4) 48", T-8 lamps, Instant Start Ballast, VHLO (BF > 1.1) | 146
F44INLL | Fluorescent, (4) 48", T-8 @ 25W lamps, Instant Start Ballast, NLO (0.85 < BF < 0.95) | 86
F44INLU | Fluorescent, (4) 48", T-8 @ 25W lamps, Instant Start Ballast, NLO (0.85 < BF < 0.95) | 85
F44INLU-R | Fluorescent, (4) 48" T-8 @ 25W lamps, Instant Start Ballast, RLO (BF < 0.85) | 75
F44INLU-V | Fluorescent, (4) 48" T-8 @ 25W lamps, Instant Start Ballast, VHLO (BF > 1.1) | 122
F44IRLL | Fluorescent, (4) 48", T-8 @ 28W lamps, Instant Start Ballast, NLO (0.85 < BF < 0.95) | 99
F44IRLL-R | Fluorescent, (4) 48", T-8 @ 28W lamps, Instant Start Ballast, RLO (BF < 0.85) | 85
F44IRLU | Fluorescent, (4) 48", T-8 @ 28W lamps, Instant Start Ballast, NLO (0.85 < BF < 0.95) | 94
F44IRLU-R | Fluorescent, (4) 48" T-8 @ 28W lamps, Instant Start Ballast, RLO (BF < 0.85) | 83
F44IRLU-V | Fluorescent, (4) 48" T-8 @ 28W lamps, Instant Start Ballast, VHLO (BF > 1.1) | 131
F44LE | Fluorescent, (4) 48", T-8 lamps | 142
F44LL | Fluorescent, (4) 48", T-8 lamps, Rapid Start Ballast, NLO (0.85 < BF < 0.95) | 118
F44LL/2 | Fluorescent, (4) 48", T-8 lamps, (2) 2-lamp Rapid Start Ballast, NLO (0.85 < BF < 0.95) | 120
F44LL-R | Fluorescent, (4) 48", T-8 lamps, Rapid Start Ballast, RLO (BF < 0.85) | 105
F45ILL/2 | Fluorescent, (5) 48", T-8 lamps, (1) 3-lamp and (1) 2-lamp IS ballast, NLO (0.85 < BF < 0.95) | 143
F45GLL/2-V | Fluorescent, (5) 48", T-8 lamps, (1) 3-lamp and (1) 2-lamp Prog. Start Ballast, VHLO (BF > 1.1) | 182
F46GLL/2 | Fluorescent (6) 48" T-8 lamps, (2) Prog. Start or PRS Ballasts, NLO (0.85 < BF < 0.95) | 175
F46GLL/2-R | Fluorescent (6) 48" T-8 lamps, (2) Prog. Start or PRS Ballasts, RLO (BF < 0.85) | 141.5
F46GLL/2-V | Fluorescent (6) 48" T-8 lamps, (2) Prog. Start or PRS Ballasts, VHLO (BF > 1.1) | 217
F46ILL/2 | Fluorescent, (6) 48", T-8 lamps, (2) IS Ballasts, NLO (0.85 < BF < 0.95) | 170
F46ILL/2-R | Fluorescent, (6) 48", T-8 lamps, (2) IS Ballasts, RLO (BF < 0.85) | 150.5
F46ILL/2-V | Fluorescent (6) 48" T-8 lamps, (2) IS Ballasts, VHLO (BF > 1.1) | 226
F46ILU/2 | Fluorescent (6) 48" T-8 lamps, (2) IS Ballasts, NLO (0.85 < BF < 0.95) | 161.5
F46ILU/2-R | Fluorescent (6) 48" T-8 lamps, (2) IS Ballasts, RLO (BF < 0.85) | 143.5
F46ILU/2-V | Fluorescent (6) 48" T-8 lamps, (2) IS Ballasts, VHLO (BF > 1.1) | 217.5
F46INLU/2-R | Fluorescent (6) 48" T-8 @ 25W lamps, (2) IS Ballasts, RLO (BF < 0.85) | 113.5
F46INLU/2-V | Fluorescent (6) 48" T-8 @ 25W lamps, (2) IS Ballasts, VHLO (BF > 1.1) | 184
F46IRLU/2-R | Fluorescent (6) 48" T-8 @ 28W lamps, (2) IS Ballasts, RLO (BF < 0.85) | 126
F46IRLU/2-V | Fluorescent (6) 48" T-8 @ 28W lamps, (2) IS Ballasts, VHLO (BF > 1.1) | 194
F46LL/2 | Fluorescent, (6) 48", T-8 lamps, (2) Rapid Start Ballasts, NLO (0.85 < BF < 0.95) | 182
F48GLL/2 | Fluorescent (8) 48" T-8 lamps, (2) Prog. Start or PRS Ballasts, NLO (0.85 < BF < 0.95) | 230
F48GLL/2-R | Fluorescent (8) 48" T-8 lamps, (2) Prog. Start or PRS Ballasts, RLO (BF < 0.85) | 184
F48GLL/2-V | Fluorescent (8) 48" T-8 lamps, (2) Prog. Start or PRS Ballasts, VHLO (BF > 1.1) | 288
F48ILL/2 | Fluorescent, (8) 48", T-8 lamps, (2) 4-lamp IS Ballasts, NLO (0.85 < BF < 0.95) | 224
F48ILL/2-R | Fluorescent, (8) 48", T-8 lamps, (2) 4-lamp IS Ballasts, RLO (BF < 0.85) | 196
F48ILU/2 | Fluorescent, (8) 48", T-8 lamps, (2) 4-lamp IS Ballasts, NLO (0.85 < BF < 0.95) | 214
F48ILU/2-R | Fluorescent, (8) 48", T-8 lamps, (2) 4-lamp IS Ballasts, RLO (BF < 0.85) | 190
F21GPHL-H | Fluorescent (1) 22" (563mm) T-5 HO lamp; (1) Prog.Start or PRS Ballast, HLO (.95 < BF < 1.1) | 27
F21GPL-H | Fluorescent (1) 22" (563mm) T-5 lamp; (1) Prog.Start or PRS Ballast, HLO (.95 < BF < 1.1) | 18
F22GPHL-H | Fluorescent (2) 22" (563mm) T-5 HO lamps; (1) Prog.Start or PRS Ballast, HLO (.95 < BF < 1.1) | 52
F22GPL-H | Fluorescent (2) 22" (563mm) T-5 lamps; (1) Prog.Start or PRS Ballast, HLO (.95 < BF < 1.1) | 33
F22PS | Fluorescent, (2) 21", Preheat T5 lamps, (1) Magnetic ballasts with integral starter, (BF=0.80) | 26
F23GPHL/2-H | Fluorescent (3) 22" (563mm)T-5 HO lamps; (2) Prog.Start or PRS Ballasts, HLO (.95 < BF < 1.1) | 79
F23GPL/2-H | Fluorescent (3) 22" (563mm)T-5 lamps; (2) Prog.Start or PRS Ballasts, HLO (.95 < BF < 1.1) | 51
F23GPL-H | Fluorescent (3) 22" (563mm)T-5 lamps; (1) Prog.Start or PRS Ballast, HLO (.95 < BF < 1.1) | 50
F24GPHL/2-H | Fluorescent (4) 22" (563mm)T-5 HO lamps; (2) Prog.Start or PRS Ballasts, HLO (.95 < BF < 1.1) | 104
F24GPL/2-H | Fluorescent (4) 22" (563mm)T-5 lamps; (2) Prog.Start or PRS Ballasts, HLO (.95 < BF < 1.1) | 66
F24PS | Fluorescent, (4) 21", Preheat T5 lamps, (2) Magnetic ballasts with integral starter (BF=0.80) | 53
F31GPHL-H | Fluorescent (1) 34" (863mm) T-5 HO lamp; (1) Prog.Start or PRS Ballast, HLO (.95 < BF < 1.1) | 44
F31GPL-H | Fluorescent (1) 34" (863mm) T-5 lamp; (1) Prog.Start or PRS Ballast, HLO (.95 < BF < 1.1) | 25
F32GPHL-H | Fluorescent (2) 34" (863mm) T-5 HO lamps; (1) Prog.Start or PRS Ballast, HLO (.95 < BF < 1.1) | 86
F32GPL-H | Fluorescent (2) 34" (863mm) T-5 lamps; (1) Prog.Start or PRS Ballast, HLO (.95 < BF < 1.1) | 48
F33GPHL/2-H | Fluorescent (3) 34" (863mm)T-5 HO lamps; (2) Prog.Start or PRS Ballasts, HLO (.95 < BF < 1.1) | 130
F33GPL/2-H | Fluorescent (3) 34" (863mm)T-5 lamps; (2) Prog.Start or PRS Ballasts, HLO (.95 < BF < 1.1) | 73
F34GPHL/2-H | Fluorescent (4) 34" (863mm)T-5 HO lamps; (2) Prog.Start or PRS Ballasts, HLO (.95 < BF < 1.1) | 172
F34GPL/2-H | Fluorescent (4) 34" (863mm)T-5 lamps; (2) Prog.Start or PRS Ballasts, HLO (.95 < BF < 1.1) | 96
F41GPHL/T2-H | Fluorescent (1) T-5 HO 45.8" lamp, Tandem 2-lamp PRS Ballast, HLO (.95 < BF < 1.1) | 58.5
F41GPHL-H | Fluorescent (1) T-5 HO 45.8" lamps, Programmed Rapid Start, Electronic Ballast, HLO (.95 < BF < 1.1) | 62
F41GPL/T2-H | Fluorescent (1) 45.8" (1163mm) T-5 lamp; Tandem 2-lamp PRS Ballast,HLO (.95 < BF < 1.1) | 31.5
F41GPL-H | Fluorescent (1) 45.8" (1163mm) T-5 lamp; (1) Prog.Start or PRS Ballast, HLO (.95 < BF < 1.1) | 33
F410GPHL/5-H | Fluorescent, (10) 45.8", T-5 high-output lamps, (5) Programmed Rapid Start Ballasts, HLO (.95 < BF < 1.1) | 585
F412GPHL/6-H | Fluorescent, (12) 45.8", T-5 high-output lamps, (6) Programmed Rapid Start Ballasts, HLO (.95 < BF < 1.1) | 702
F42GPHL-H | Fluorescent (2) T-5 HO 45.8" lamps, Programmed Rapid Start, Electronic Ballast, HLO (.95 < BF < 1.1) | 117
F42GPL-H | Fluorescent (2) 45.8" (1163mm) T-5 lamps; (1) Prog.Start or PRS Ballast, HLO (.95 < BF < 1.1) | 63
F43GPHL/2-H | Fluorescent (3) T-5 HO 45.8" lamps, Programmed Rapid Start, (2) Electronic Ballasts, HLO (.95 < BF < 1.1) | 179
F43GPHL-H | Fluorescent, (3) 45.8", T-5 high-output lamps, (1) Programmed Rapid Start Ballast, HLO (.95 < BF < 1.1) | 179
F43GPL/2-H | Fluorescent (3) 45.8" (1163mm)T-5 lamps; (2) Prog.Start or PRS Ballasts, HLO (.95 < BF < 1.1) | 96
F44GPHL/2-H | Fluorescent (4) T-5 HO 45.8" lamps, Programmed Rapid Start, (2) Electronic Ballasts, HLO (.95 < BF < 1.1) | 234
F44GPHL-H | Fluorescent, (4) 45.8", T-5 high-output lamps, (1) Programmed Rapid Start Ballast, HLO (.95 < BF < 1.1) | 234
F44GPL/2-H | Fluorescent (4) 45.8" (1163mm)T-5 lamps; (2) Prog.Start or PRS Ballasts, HLO (.95 < BF < 1.1) | 126
F46GPHL/2-H | Fluorescent, (6) 45.8", T-5 high-output lamps, (2) Programmed Rapid Start Ballast, HLO (.95 < BF < 1.1) | 358
F46GPHL/3-H | Fluorescent, (6) 45.8", T-5 high-output lamps, (3) Programmed Rapid Start Ballasts, HLO (.95 < BF < 1.1) | 351
F48GPHL/2-H | Fluorescent, (8) 45.8", T-5 high-output lamps, (2) Programmed Rapid Start Ballasts, HLO (.95 < BF < 1.1) | 468
F51GPHL-H | Fluorescent (1) 57.6" (1463mm) T-5 HO lamp; (1) Prog.Start or PRS Ballast, HLO (.95 < BF < 1.1) | 90
F51GPL-H | Fluorescent (1) 57.6" (1463mm) T-5 lamp; (1) Prog.Start or PRS Ballast, HLO (.95 < BF < 1.1) | 40
F52GPHL/2-H | Fluorescent (2) 57.6" (1463mm) T-5 HO lamps; (1) Prog.Start or PRS Ballast, HLO (.95 < BF < 1.1) | 180
F52GPL-H | Fluorescent (2) 57.6" (1463mm) T-5 lamps; (1) Prog.Start or PRS Ballast, HLO (.95 < BF < 1.1) | 78
F53GPL/2-H | Fluorescent (3) 57.6" (1463mm)T-5 lamps; (2) Prog.Start or PRS Ballasts, HLO (.95 < BF < 1.1) | 118
F54GPL/2-H | Fluorescent (4) 57.6" (1463mm)T-5 lamps; (2) Prog.Start or PRS Ballasts, HLO (.95 < BF < 1.1) | 156
FU2ILL | Fluorescent, (2) U-Tube, T-8 lamps, Instant Start Ballast | 59
FU2ILL-H | Fluorescent, (2) U-Tube, T-8 lamps, Instant Start HLO Ballast | 65
FU2ILL-R | Fluorescent, (2) U-Tube, T-8 lamps, Instant Start RLO Ballast | 52
FU2ILU | Fluorescent, (2) 6" spacing U-Tube, T-8 lamps, IS Ballast, NLO (0.85 < BF < 0.95) | 55
FU2ILU-R | Fluorescent, (2) 6" spacing U-Tube, T-8 lamps, IS Ballast, RLO (BF < 0.85) | 48
FU2ILU-V | Fluorescent, (2) 6" spacing U-Tube, T-8 lamps, IS Ballast, VHLO (BF > 1.1) | 73
FU2LL | Fluorescent, (2) U-Tube, T-8 lamps | 60
FU2LL-R | Fluorescent, (2) U-Tube, T-8 lamps, RLO (BF < 0.85) | 54
FU2SL | Fluorescent (2) 48" U-bent Standard lamps, Electronic ballast, NLO (0.85 < BF < 0.95) | 63
CFL1-13 | Interior CF 1L 13W Quad | 14
CFL2-13 | Interior CF 2L 13W Quad | 29
CFL1-23 | Interior CF 1L 23W Quad | 25
CFL1-26 | Interior CF 1L 26W Quad | 28
CFL1-32 | Interior CF 1L 32W Triple | 33
CFL2-26 | Interior CF 2L 26W Quad | 50
CFL2-32 | Interior CF 2L 32W Triple | 62
CFL1-42 | Interior CF 1L 42W Triple | 45
CFL2-42 | Interior CF 2L 42W Triple | 93
CFL3-13 | Interior CF 3L 13W Quad | 47
CFL1-57 | Interior CF 1L 57W Triple | 58
MHPS150/1 | Metal Halide Pulse Start, (1) 150w lamp | 185
MHPS175/1 | Metal Halide Pulse Start, (1) 175w lamp | 208
MHPS200/1 | Metal Halide Pulse Start, (1) 200w Lamp | 232
MHPS250/1 | Metal Halide Pulse Start, (1) 250w lamp | 288
MHPS320/1 | Metal Halide Pulse Start, (1) 320w lamp | 368
MHPS350/1 | Metal Halide Pulse Start, (1) 350W lamp | 400
MHPS400/1 | Metal Halide Pulse Start, (1) 400w lamp | 452
MHPS450/1 | Metal Halide Pulse Start, (1) 450w lamp | 508
12" Red Circle (LED) | 12" Red Circle LED Traffic Signal | 25
12" Green Circle (LED) | 12" Green Circle LED Traffic Signal | 25
Full-time Flashing (LED) | Continuous Flashing LED Traffic Signal | 10
12" Yellow Flashing Circle (LED) | 12" Yellow Flashing Circle LED Traffic Signal | 25 | temporarily removed until Barry and Bill can resolve
12" Red Flashing Circle (LED) | 12" Red Flashing Circle LED Traffic Signal | 25
8" Red Circle (LED) | 8" Red Circle LED Traffic Signal | 15
8" Green Circle (LED) | 8" Green Circle LED Traffic Signal | 15
8" Yellow Flashing Circle (LED) | 8" Yellow Flashing Circle LED Traffic Signal | 15
8" Red Flashing Circle (LED) | 8" Red Flashing Circle LED Traffic Signal | 15
Pedestrian Signal (LED) | LED Pedestrian Signal | 10
LED_MR16 | MR 16 Integral LED Lamp | 0
LED_PAR20 | PAR 20 Integral LED Lamp | 0
LED_PAR38_PAR30 | PAR 38 and PAR 30 Integral LED Lamp | 0
LED_RSORD_Fixture | Recessed, Surface, Pendant, or Track Head LED Fixture | 0
LED_ExtParkingGarage_GC | Parking Garage or Gas Station Canopy LED Fixture | 0
LED_ExtParkingLot_GC | Parking Lot / Area Pole-Mounted and Wallpacks LED fixtures | 0
LED_Freezer_Cooler | LED Reach-In Freezer or Cooler Lighting | 0

## Ref3 (hidden)
codes are on the Elig Measure page, column A
Fixture Category | Incentive Amt. |  | New Measure Code | From Bob's sheet
LTN1 | 75 |  | SBLTN1 | LTL1 | E-L-LE-100-12 | LED Lamp MR 16 Integral LED Lamp
LTN2 | 95 |  | SBLTN2 | LTL2 | E-L-LE-110-12 | LED Lamp PAR 20 Screw-In Integral LED Lamp
LTN3 | 210 |  | SBLTN3 | LTL3 | E-L-LE-120-12 | LED Lamp PAR 38 and PAR 30 Screw-In Integral LED Lamp
LTN4 | 265 |  | SBLTN4 | LTL4 | E-L-LE-210-12 | LED Exit Sign New or Retrofit LED Exit Sign
LTN5 | 75 |  | SBLTN5 | LTL6 | E-L-LE-550-12 | LED Fixture Recessed, Surface, Pendant, or Track Downlight
LTN6 | 100 |  | SBLTN6 | LTL10 | E-L-LE-650-12 | LED Fixture Exterior Garage or Gas Canopy LED Fixture
LTN7 | 100 |  | SBLTN7 | LTL14 | E-L-LE-750-12 | LED Fixture Exterior Parking Lot, area, and wallpacks LED
LTN9 | 55 |  | SBLTN9 | LTL19 | E-L-LE-950-12 | LED LED Traffic Signal Retrofit
LTN10 | 60 |  | SBLTN10 | LTL16 | E-L-LE-800-12 | LED LED Reach-In Freezer or Cooler Lighting
LTN11 | 70 |  | SBLTN11 | LTN9 | E-L-CN-210-12 | Fluorescent Fixtures - New New CFL Fixture < or = 42W
LTN12 | 80 |  | SBLTN12 | LTN10 | E-L-CN-310-12 | Fluorescent Fixtures - New New CFL Fixture > 42W < or = 60W
LTR1 | 35 |  | SBLTR1 | LTN11 | E-L-CN-410-12 | Fluorescent Fixtures - New New CFL Fixture > 60W
LTR2 | 45 |  | SBLTR2 | LTN12 | E-L-CN-070-12 | Fluorescent Fixtures - New New CFL Fixture with Dimmable Ballast
LTR3 | 75 |  | SBLTR3 | LTN1 | E-L-FN-120-12 | Fluorescent Fixtures - New HPT8, RWT8, or T5/T5HO Lamps and Ballasts 1 or 2, 4-ft and U-Bend Lamps
LTR4 | 40 |  | SBLTR4 | LTN2 | E-L-FN-140-12 | Fluorescent Fixtures - New HPT8, RWT8, or T5/T5HO Lamps and Ballasts 3 or 4, 4-ft Lamps
LTR5 | 40 |  | SBLTR5 | LTN3 | E-L-FN-160-12 | Fluorescent Fixtures - New HPT8, RWT8, or T5/T5HO Lamps and Ballasts 5 to 8, 4-ft Lamps
LTR6 | 35 |  | SBLTR6 | LTN5 | E-L-FN-320-12 | Fluorescent Fixtures - New HPT8, RWT8, or T5/T5HO Lamps and Ballasts 1 or 2, 2-ft or 3-ft Lamps
LTR7 | 60 |  | SBLTR7 | LTN6 | E-L-FN-340-12 | Fluorescent Fixtures - New HPT8, RWT8, or T5/T5HO Lamps and Ballasts 3 or 4, 2-ft and 3-ft Lamps
LTR8 | 65 |  | SBLTR8 | LTN7 | E-L-FN-420-12 | Fluorescent Fixtures - New HPT8, RWT8, or T5/T5HO Lamps and Ballasts Controlling 1 or more 2-, 3-, or 4-ft Lamps
LTD1 | 60 |  | SBLTD1 | LTN8 | E-L-FN-520-12 | Fluorescent Fixtures - New HPT8, RWT8, or T5/T5HO Lamps and Ballasts 1-2 HPT8/T5/T5HO lamps
LTD2 | 60 |  | SBLTD2 | LTH1 | E-L-PN-100-12 | Fluorescent Fixtures - New HPT8, RWT8, or T5/T5HO Lamps and Ballasts (>/= 150 Watts)
LTD3 | 75 |  | SBLTD3 | LTN4 | E-L-FN-190-12 | Fluorescent Fixtures - New HPT8, RWT8, or T5/T5HO Lamps and Ballasts > 8, 4-ft Lamps
LTD4 | 60 |  | SBLTD4 | LTR1 | E-L-FR-120-12 | Fluorescent Fixtures - New HPT8, RWT8, or T5/T5HO Lamps and Ballasts Existing 1 & 2, 4-ft Lamp and U-Bend Lamps
LTH1 | 210 |  | SBLTH1 | LTR2 | E-L-FR-140-12 | Fluorescent Fixtures - New HPT8, RWT8, or T5/T5HO Lamps and Ballasts Existing 3 & 4 Lamp 4-ft Fixtures
LTH2 | 115 |  | SBLTH2 | LTR3 | E-L-FR-160-12 | Fluorescent Fixtures - New HPT8, RWT8, or T5/T5HO Lamps and Ballasts Existing 5 to 8 Lamp 4-ft Fixtures
LTL1 | 40 |  | SBLTL1 | LTR4 | E-L-FR-220-12 | Fluorescent Fixtures - New HPT8, RWT8, or T5/T5HO Lamps and Ballasts Existing 1 or 2, 2-ft and 3-ft , or U-bend lamps
LTL2 | 40 |  | SBLTL2 | LTR5 | E-L-FR-240-12 | Fluorescent Fixtures - New HPT8, RWT8, or T5/T5HO Lamps and Ballasts Existing 3 or 4, 2-ft and 3-ft, or U-bend lamps
LTL3 | 50 |  | SBLTL3 | LTH2 | E-L-PR-100-12 | Fluorescent Fixtures - New HPT8, RWT8, or T5/T5HO Lamps and Ballasts (>/= 150 Watts)
LTL4 | 35 |  | SBLTL4 | LTR6 | E-L-CR-100-12 | Fluorescent Fixtures - New HPT8, RWT8, or T5/T5HO Lamps and Ballasts 42W or less
LTL6 | 60 |  | SBLTL6 | LTR7 | E-L-CR-200-12 | Fluorescent Fixtures - New HPT8, RWT8, or T5/T5HO Lamps and Ballasts > 42W to 60W
LTL10 | 460 |  | SBLTL10 | LTR8 | E-L-CR-300-12 | Fluorescent Fixtures - New HPT8, RWT8, or T5/T5HO Lamps and Ballasts > 60W
LTL14 | 300 |  | SBLTL14 | LTD1 | E-L-FD-120-12 | Fluorescent Fixtures - New HPT8, RWT8, or T5/T5HO Lamps and Ballasts Existing 1-2 lamp
LTL16 | 50 |  | SBLTL16 | LTD2 | E-L-FD-140-12 | Fluorescent Fixtures - New HPT8, RWT8, or T5/T5HO Lamps and Ballasts Existing 3 or 4 lamps
LTL19 | 0 |  | SBLTL19 | LTD3 | E-L-FD-160-12 | Fluorescent Fixtures - New HPT8, RWT8, or T5/T5HO Lamps and Ballasts Existing 5 to 8 Lamps
|  |  |  | LTD4 | E-L-FD-230-12 | Fluorescent Fixtures - New HPT8, RWT8, or T5/T5HO Lamps and Ballasts Existing 2 & 4 Lamp, 2-ft & 3-ft or U-Bend Lamps
Lighting Control Category | Incentive Amt. | ESF |  | CLT | C-L-LA-550-12 | Fluorescent Fixtures - New HPT8, RWT8, or T5/T5HO Lamps and Ballasts
LTC1 | 60 | 30% | SBLTC1 | LTC1 | E-L-CO-100-12 | Wall Mount
LTC2 | 80 | 30% | SBLTC2 | LTC2 | E-L-CO-200-12 | Near or replacing wall switch
LTC3 | 160 | 30% | SBLTC3 | LTC3 | E-L-CO-300-12 | Fixture Mounted
LTC4 | 120 | 30% | SBLTC4 | LTC4 | E-L-CO-400-12 | Remote or Ceiling Mounted
LTC5 | 45 | 30% | SBLTC5 | LTC5 | E-L-CD-100-12 | With Step-Dimming Capability
LTC6 | 130 | 30% | SBLTC6 | LTC6 | E-L-CD-200-12 | Off / On
LTC7 | 25 | 30% | SBLTC7 | LTC7 | E-L-CO-500-12 | Continuous or Step-Dimming Capability
|  |  |  | CLT | C-L-OO-540-12 | For LED Fixtures w/in refrigerated case
Note on D39: jarichter: 4/28/2011 Updated from 20% to 30% per Mid Atlantic technical ref manual
Note on H45: jarichter: Updated on 3/12/2012

## Ref4 (hidden)
Building Types | Coincidence Factor
College | 0.76
School | 0.28
Grocery | 0.87
Health | 0.76
Hospital | 0.8
Lodging - Common Area | 0.9
Lodging - Guest Room | 0.09
Manufacturing | 0.53
Office - Common Area | 0.98
Office - Private Office | 0.5
Office - Conference/Storage | 0.2
Other | 0.32
Parking Garage (Underground) | 0.98
Parking Garage (Above ground) | 0.9
Restaurant | 0.67
Retail | 0.76
Warehouse | 0.55

## PepcoT&C (hidden)
Pepco C&I Energy Savings Program c/o Lockheed Martin, 2275 Research Blvd MS-8N, Rockville MD 20850 Phone: 1-866-353-5798 ¦ Fax: 301-519-5445 ¦ email: PepcoEnergyEfficiency@LMBPS.com ¦ web: www.pepco.com/business
Return completed application and workbook to the Pepco C&I Energy Savings Program c/o Lockheed Martin, 2275 Research Blvd MS-8N, Rockville MD 20850 Phone: 1-866-353-5798 ¦ Fax: 301-519-5445 ¦ email: PepcoEnergyEfficiency@LMBPS.com ¦ web: www.pepco.com/business
Terms and Conditions
1. Program Offer: This application covers products purchased and installed after program pre-approval. This application does not cover products purchased or installed prior to the date of the Program’s Pre-approval (or Commitment) letter. Projects must be pre-approved and must be completed within three (3) months of the preapproval date. Pepco may cancel this application without liability if customer has (1) not installed the approved project, and has (2) not applied to Pepco for a project extension within three (3) months from the date of Pepco’s pre-approval. Within thirty (30) days of installation, Customer must notify Pepco and provide required post-installation documentation as described elsewhere in these Terms and Conditions. Customers who fail to provide timely notification and/or fail to provide required documentation may be denied incentive payment.
2. ELIGIBILITY: Incentives are available to Pepco commercial, industrial, governmental, and institutional electric customers for the purchase and installation of Qualifying EEMs (as defined in Paragraph 3, below) in the Pepco Maryland service territory, subject to these Terms and Conditions.
3. Qualifying EEMs: Electric Efficiency Measures (EEMs) identified in official program materials approved by Pepco. Technologies that purport to save energy through reduction of voltage or power conditioning are not eligible. EEMs that displace/replace electrical energy use with another fuel (fuel switching) are not eligible. Unless explicitly pre-approved, EEMs must be new and covered by warranties.
4. OWNERSHIP OF CAPACITY AND/OR ENERGY/ENVIRONMENTAL SAVINGS CREDITS: a) EEMs purchased and installed in part through incentives provided by this program are the property of the Customer, subject to any limitations contained within these Terms and Conditions. b) Notwithstanding the above, Pepco holds sole rights to any electric system capacity credits and energy or environmental credits that may be associated with EEMs for which incentives were received, and Pepco can dispose of these credits in any manner authorized by applicable law or regulation. c) In no event will activity associated with any energy or environmental credits noted in Section 4(b) result in interference with the Customer’s ability to operate EEMs as approved in the Program incentive award.
5. PROJECT APPROVAL: a) Pre-approval from Pepco is required for all projects. b) Pepco reserves the right to pre-inspect any project. c) Pepco reserves the right to approve or disapprove any proposed EEMs in its sole reasonable discretion. d) No Project-related equipment may be ordered or installed prior to the date of Pepco’s Pre-Approval.
6. PROJECT VERIFICATION: Pepco is not obligated to pay any pre-approved incentive awards until it has performed a satisfactory post-installation verification. If Pepco determines that EEMs were not installed in a manner consistent with the approved application, or if unapproved EEMs were installed, or if the installation was not consistent with generally accepted engineering practices, changes may be required before payment is issued. Pepco will not make payment until it has verified that the Customer has received, as appropriate, final drawings, operation and maintenance manuals, and operator training, and is substantially satisfied with the installation of eligible equipment.
7. INDEPENDENT TESTING: Pepco reserves the right to deny incentives for any EEMs or equipment that have not been favorably assessed or approved by recognized, independent authorities, such as the Underwriter’s Laboratory (UL), Intertek ETL, or Air Conditioning, Heating, and Refrigeration Institute (AHRI).
8. INCENTIVE AMOUNTS: All incentive payments will also be subject to the following limitations: a) Each Pepco electric account is limited to $250,000 in incentives per program year (including all incentive applications received in the program year) b) Pepco reserves the right to deny any incentive application that may result in Pepco exceeding its program budget. Cash incentives under the programs are offered on a first-come, first-served basis and are subject to project and Customer eligibility and availability of funds. In addition, Alternative Equipment incentive payments will be based on an analysis of the proposed measure and savings, as estimated by the customer and verified by Pepco, and Individual EEM incentive payments for Alternative Equipment will not exceed 50% of EEM total installed cost.
9. EEM COSTS: The Customer must provide copies of all invoices or other reasonable documentation that verify the costs of purchasing and installing the EEMs, including all materials, labor, and equipment discounts. Invoices must indicate a verifiable breakout of all EEMs purchased for installation under this Application.
10. SCHEDULE FOR INCENTIVE PAYMENTS: a) Pepco expects to pay all incentives within 4 weeks after project completion. Project completion requires: (1) submission to Pepco of all documentation; (2) completed installation of the approved EEMs; and (3) Pepco verification and acceptance of (1) and (2) above, all in accordance with the specifications outlined elsewhere in these Terms and Conditions. b) Pepco reserves the right to perform a post-installation inspection of equipment for which an incentive has been applied for, as part of its verification process. c) Pepco reserves the right to apply cash incentives to any of the Customer’s unpaid or overdue accounts, whether in DC or Maryland.
11. MONITORING AND EVALUATION FOLLOW UP VISITS: Pepco reserves the right to make follow up visits to Customer’s facility during the 36 months following the actual completion date of the project at a time convenient to the Customer, and with at least one-week advance notice. The purpose of the visit(s) is to review the operation of the EEMs for program evaluation purposes, including monitoring their energy performance. The scope of review is limited to determining whether program conditions have been met. The Customer must allow access to the EEMs and related project documentation. Pepco has the right to a refund for incentives paid if, at any time, it learns that the EEMs were not actually and properly installed or were subsequently disconnected within 36 months after installation.
12. CHANGES-TO / CANCELLATION OF THE PROGRAM: a) Pepco may change the program requirements, incentives, or Terms & Conditions at any time without notice, including suspending acceptance of applications or terminating the program. b) In the event of program change, pre-approved applications will be processed to completion under the Terms & Conditions in effect at the time of pre-approval by Pepco. c) Submission of a completed application does not entitle the Customer to program participation.
13. PUBLICITY OF CUSTOMER PARTICIPATION: Pepco reserves the right to publicize a Customer’s participation in the program, including information such as: projected project energy savings, the incentive amount, and other information that does not compromise reasonable Customer expectations of confidentiality of proprietary or competitive information. In such instances, Pepco will obtain Customer permission to make such information public.
14. LIMITATION OF LIABILITY AND INDEMNIFICATION: a) Pepco, its officers, directors, employees, affiliates, contractors and agents shall not be liable to the Customer for any direct, special, indirect, consequential or incidental damages or for any damages in tort (including negligence) caused by any activities associated with this program and Customer’s participation therein. By participating in this Pepco program, Customer agrees to waive any and all claims, whether arising in contract or tort and to fully release Pepco, its officers, directors, employees, affiliates, contractors and agents from any and all damages, of any kind. b) The Customer shall protect, indemnify, and hold harmless Pepco, its officers, directors, employees, affiliates, contractors and agents from and against all liabilities, losses, claims, damages, judgments, penalties, causes of action, costs and expenses (including, without limitation, attorney’s fees and expenses) incurred by or assessed against Pepco or its agents arising out of or relating to the performance of this Application, whether arising in contract or tort.
15. NO WARRANTIES: a) NEITHER PEPCO, NOR ITS OFFICERS, DIRECTORS, EMPLOYEES, AFFILIATES, CONTRACTORS NOR AGENTS ENDORSE, GUARANTEE, OR WARRANT ANY PARTICULAR MANUFACTURER, PRODUCT, CONTRACTOR, TRADE ALLY OR VENDOR, NOR DO ANY OF THE FOREGOING PROVIDE ANY WARRANTIES, EXPRESSED OR IMPLIED, INCLUDING ANY IMPLIED WARRANTY OF MERCHANTABILITY OR FITNESS FOR ANY PRODUCT OR SERVICE. PEPCO, ITS OFFICERS, DIRECTORS, EMPLOYEES, AFFILIATES, CONTRACTORS AND AGENTS ARE NOT LIABLE OR RESPONSIBLE FOR ANY ACT OR OMMISSION OF ANY CONTRACTOR HIRED BY THE CUSTOMER (IF ANY) WHETHER OR NOT SAID CONTRACTOR IS A PARTICIPATING PEPCO “TRADE ALLY.” THE CUSTOMER’S RELIANCE ON WARRANTIES IS LIMITED TO ANY WARRANTIES THAT MAY BE PROVIDED BY ITS CONTRACTOR, VENDOR, MANUFACTURER, ETC. b) NEITHER PEPCO NOR ITS OFFICERS, DIRECTORS, EMPLOYEES, AFFILIATES, CONTRACTORS OR AGENTS ARE RESPONSIBLE FOR ASSURING THAT THE DESIGN, ENGINEERING AND CONSTRUCTION OF THE FACILITY OR INSTALLATION OF THE EEMS IS PROPER OR COMPLIES WITH ANY PARTICULAR LAWS, REGULATIONS, CODES, OR INDUSTRY STANDARDS. NEITHER PEPCO NOR ITS OFFICERS, DIRECTORS, EMPLOYEES, AFFILIATES, CONTRACTORS, OR AGENTS MAKE, AND ARE NOT AUTHORIZED TO MAKE, ANY REPRESENTATIONS OF ANY KIND REGARDING THE RESULTS TO BE ACHIEVED BY THE EEMS OR THE ADEQUACY OR SAFETY OF SUCH MEASURES.
16. CUSTOMER TAX OBLIGATION: The Customer is responsible for declaring and paying any and all applicable federal, state, and local taxes that may be owed on any Program incentive payment.
17. VENDOR SELECTION: The Customer may select any Small Business Trade Ally listed on the Pepco C&I Energy Savings website, unless exception is specifically granted by Pepco. However, Pepco reserves the right, in its sole discretion, to prohibit specific vendors or contractors from program participation.
18. REMOVAL OF EQUIPMENT: The Customer agrees, as a condition of participation in the program, to remove and dispose of the equipment being replaced by the EEMs in accordance with all applicable laws, regulations and codes. The Customer agrees not to reinstall any of this equipment anywhere in the State of Maryland, or transfer it to any other party for such installation.
19. MISCELLANEOUS: a) The agreement between the Customer and Pepco is composed of all applicable program forms, supporting documentation, and these Terms and Conditions. b) The Customer acknowledges that the only individuals authorized to bind Pepco under the Pepco program are Pepco staff and authorized agents of Pepco. c) If any provision of the Terms and Conditions is deemed invalid by any court or administrative body having jurisdiction, such ruling shall not invalidate any other provision, and the remaining Terms and Conditions shall remain in full force and effect in accordance with their terms. d) Resolution of disputes concerning these Terms and Conditions, or any other requirement of this Application or condition of incentive award, shall be governed in all respects by the laws of the jurisdiction in which the customer is located. e) In the event of a dispute between the parties which cannot be informally resolved, the following procedure shall apply. (1) NOTICE OF DISPUTE. A party shall deliver a written notice (“Dispute Notice”) to the other describing the nature and substance of any Dispute and proposing a resolution of the Dispute. (2) MANAGEMENT NEGOTIATION. During the first thirty (30) days following the delivery of the Dispute Notice (and during any extension agreed to by the Parties, the “Negotiation Period”) an authorized manager of Customer (the “Customer’s Manager”) and an authorized manager of Pepco (“Pepco’s Manager”) shall attempt in good faith to resolve the Dispute through negotiations. If such negotiations result in an agreement in principle among such negotiators to settle the Dispute, they shall cause a written settlement agreement to be prepared, signed and dated (a “Management Settlement”), whereupon the Dispute shall be deemed settled, and not subject to further dispute resolution. (3) ALTERNATIVE DISPUTE RESOLUTION. (i) Customer and Pepco (1) acknowledge that it is in their best interests to resolve any dispute, claim or controversy arising out of or relating to this engagement letter (any such dispute, claim or controversy, a “Dispute”), in accordance with the dispute resolution procedures set forth herein and (2) agree to use their best efforts so to resolve any such Dispute. Without limitation, such efforts shall include mandatory submission of a Dispute to non-binding mediation. Should such Dispute not be resolved within 90 days after the issuance by one of the parties of a written Request for Mediation (or such longer period as the parties may agree), Pepco and Customer may seek other legal recourse. (ii) Notwithstanding the above, either party may seek injunctive relief to enforce its rights with respect to the use or protection of (1) its confidential or proprietary information or material or (2) its names, trademarks, service marks or logos, in a court of competent jurisdiction in which the customer is located. The parties consent to the personal jurisdiction thereof and to sole venue therein only for such purposes. f) PEPCO AND CUSTOMER HEREBY IRREVOCABLY AND UNCONDITIONALLY WAIVE ANY RIGHT EITHER SUCH PARTY MAY HAVE TO A TRIAL BY JURY OR TO INITIATE OR BECOME A PARTY TO ANY CLASS ACTION CLAIMS IN RESPECT OF ANY ACTION, SUIT OR PROCEEDING DIRECTLY OR INDIRECTLY ARISING OUT OF OR RELATING TO THIS APPLICATION OR THE TRANSACTIONS CONTEMPLATED BY THIS APPLICATION.

## DelmarvaT&C (hidden)
Delmarva Power C&I Energy Savings Program c/o Lockheed Martin, 2275 Research Blvd MS-8N, Rockville MD 20850 Phone: 1-866-353-5798 ¦ Fax: 301-519-5445 ¦ email: DelmarvaEnergyEfficiency@LMBPS.com ¦ web: www.Delmarva.com/business
Return completed application and workbook to the Delmarva Power C&I Energy Savings Program c/o Lockheed Martin, 2275 Research Blvd MS-8N, Rockville MD 20850 Phone: 1-866-353-5798 ¦ Fax: 301-519-5445 ¦ email: DelmarvaEnergyEfficiency@LMBPS.com ¦ web: www.Delmarva.com/business
Terms and Conditions
1. Program Offer: This application covers products purchased and installed after program pre-approval. This application does not cover products purchased or installed prior to the date of the Program’s Pre-approval (or Commitment) letter. Projects must be pre-approved and must be completed within three (3) months of the preapproval date. Delmarva Power may cancel this application without liability if customer has (1) not installed the approved project, and has (2) not applied to Delmarva Power for a project extension within three (3) months from the date of Delmarva Power’s pre-approval. Within thirty (30) days of installation, Customer must notify Delmarva Power and provide required post-installation documentation as described elsewhere in these Terms and Conditions. Customers who fail to provide timely notification and/or fail to provide required documentation may be denied incentive payment.
2. ELIGIBILITY: Incentives are available to Delmarva Power commercial, industrial, governmental, and institutional electric customers for the purchase and installation of Qualifying EEMs (as defined in Paragraph 3, below) in the Delmarva Power Maryland service territory, subject to these Terms and Conditions.
3. Qualifying EEMs: Electric Efficiency Measures (EEMs) identified in official program materials approved by Delmarva Power. Technologies that purport to save energy through reduction of voltage or power conditioning are not eligible. EEMs that displace/replace electrical energy use with another fuel (fuel switching) are not eligible. Unless explicitly pre-approved, EEMs must be new and covered by warranties.
4. OWNERSHIP OF CAPACITY AND/OR ENERGY/ENVIRONMENTAL SAVINGS CREDITS: a) EEMs purchased and installed in part through incentives provided by this program are the property of the Customer, subject to any limitations contained within these Terms and Conditions. b) Notwithstanding the above, Delmarva Power holds sole rights to any electric system capacity credits and energy or environmental credits that may be associated with EEMs for which incentives were received, and Delmarva Power can dispose of these credits in any manner authorized by applicable law or regulation. c) In no event will activity associated with any energy or environmental credits noted in Section 4(b) result in interference with the Customer’s ability to operate EEMs as approved in the Program incentive award.
5. PROJECT APPROVAL: a) Pre-approval from Delmarva Power is required for all projects. b) Delmarva Power reserves the right to pre-inspect any project. c) Delmarva Power reserves the right to approve or disapprove any proposed EEMs in its sole reasonable discretion. d) No Project-related equipment may be ordered or installed prior to the date of Delmarva Power’s Pre-Approval.
6. PROJECT VERIFICATION: Delmarva Power is not obligated to pay any pre-approved incentive awards until it has performed a satisfactory post-installation verification. If Delmarva Power determines that EEMs were not installed in a manner consistent with the approved application, or if unapproved EEMs were installed, or if the installation was not consistent with generally accepted engineering practices, changes may be required before payment is issued. Delmarva Power will not make payment until it has verified that the Customer has received, as appropriate, final drawings, operation and maintenance manuals, and operator training, and is substantially satisfied with the installation of eligible equipment.
7. INDEPENDENT TESTING: Delmarva Power reserves the right to deny incentives for any EEMs or equipment that have not been favorably assessed or approved by recognized, independent authorities, such as the Underwriter’s Laboratory (UL), Intertek ETL, or Air Conditioning, Heating, and Refrigeration Institute (AHRI).
8. INCENTIVE AMOUNTS: All incentive payments will also be subject to the following limitations: a) Each Delmarva Power electric account is limited to $250,000 in incentives per program year (including all incentive applications received in the program year) b) Delmarva Power reserves the right to deny any incentive application that may result in Delmarva Power exceeding its program budget. Cash incentives under the programs are offered on a first-come, first-served basis and are subject to project and Customer eligibility and availability of funds. In addition, Alternative Equipment incentive payments will be based on an analysis of the proposed measure and savings, as estimated by the customer and verified by Delmarva Power, and Individual EEM incentive payments for Alternative Equipment will not exceed 50% of EEM total installed cost.
9. EEM COSTS: The Customer must provide copies of all invoices or other reasonable documentation that verify the costs of purchasing and installing the EEMs, including all materials, labor, and equipment discounts. Invoices must indicate a verifiable breakout of all EEMs purchased for installation under this Application.
10. SCHEDULE FOR INCENTIVE PAYMENTS: a) Delmarva Power expects to pay all incentives within 4 weeks after project completion. Project completion requires: (1) submission to Delmarva Power of all documentation; (2) completed installation of the approved EEMs; and (3) Delmarva Power verification and acceptance of (1) and (2) above, all in accordance with the specifications outlined elsewhere in these Terms and Conditions. b) Delmarva Power reserves the right to perform a post-installation inspection of equipment for which an incentive has been applied for, as part of its verification process. c) Delmarva Power reserves the right to apply cash incentives to any of the Customer’s unpaid or overdue accounts, whether in DC or Maryland.
11. MONITORING AND EVALUATION FOLLOW UP VISITS: Delmarva Power reserves the right to make follow up visits to Customer’s facility during the 36 months following the actual completion date of the project at a time convenient to the Customer, and with at least one-week advance notice. The purpose of the visit(s) is to review the operation of the EEMs for program evaluation purposes, including monitoring their energy performance. The scope of review is limited to determining whether program conditions have been met. The Customer must allow access to the EEMs and related project documentation. Delmarva Power has the right to a refund for incentives paid if, at any time, it learns that the EEMs were not actually and properly installed or were subsequently disconnected within 36 months after installation.
12. CHANGES-TO / CANCELLATION OF THE PROGRAM: a) Delmarva Power may change the program requirements, incentives, or Terms & Conditions at any time without notice, including suspending acceptance of applications or terminating the program. b) In the event of program change, pre-approved applications will be processed to completion under the Terms & Conditions in effect at the time of pre-approval by Delmarva Power. c) Submission of a completed application does not entitle the Customer to program participation.
13. PUBLICITY OF CUSTOMER PARTICIPATION: Delmarva Power reserves the right to publicize a Customer’s participation in the program, including information such as: projected project energy savings, the incentive amount, and other information that does not compromise reasonable Customer expectations of confidentiality of proprietary or competitive information. In such instances, Delmarva Power will obtain Customer permission to make such information public.
14. LIMITATION OF LIABILITY AND INDEMNIFICATION: a) Delmarva Power, its officers, directors, employees, affiliates, contractors and agents shall not be liable to the Customer for any direct, special, indirect, consequential or incidental damages or for any damages in tort (including negligence) caused by any activities associated with this program and Customer’s participation therein. By participating in this Delmarva Power program, Customer agrees to waive any and all claims, whether arising in contract or tort and to fully release Delmarva Power, its officers, directors, employees, affiliates, contractors and agents from any and all damages, of any kind. b) The Customer shall protect, indemnify, and hold harmless Delmarva Power, its officers, directors, employees, affiliates, contractors and agents from and against all liabilities, losses, claims, damages, judgments, penalties, causes of action, costs and expenses (including, without limitation, attorney’s fees and expenses) incurred by or assessed against Delmarva Power or its agents arising out of or relating to the performance of this Application, whether arising in contract or tort.
15. NO WARRANTIES: a) NEITHER DELMARVA POWER, NOR ITS OFFICERS, DIRECTORS, EMPLOYEES, AFFILIATES, CONTRACTORS NOR AGENTS ENDORSE, GUARANTEE, OR WARRANT ANY PARTICULAR MANUFACTURER, PRODUCT, CONTRACTOR, TRADE ALLY OR VENDOR, NOR DO ANY OF THE FOREGOING PROVIDE ANY WARRANTIES, EXPRESSED OR IMPLIED, INCLUDING ANY IMPLIED WARRANTY OF MERCHANTABILITY OR FITNESS FOR ANY PRODUCT OR SERVICE. DELMARVA POWER, ITS OFFICERS, DIRECTORS, EMPLOYEES, AFFILIATES, CONTRACTORS AND AGENTS ARE NOT LIABLE OR RESPONSIBLE FOR ANY ACT OR OMMISSION OF ANY CONTRACTOR HIRED BY THE CUSTOMER (IF ANY) WHETHER OR NOT SAID CONTRACTOR IS A PARTICIPATING DELMARVA POWER “TRADE ALLY.” THE CUSTOMER’S RELIANCE ON WARRANTIES IS LIMITED TO ANY WARRANTIES THAT MAY BE PROVIDED BY ITS CONTRACTOR, VENDOR, MANUFACTURER, ETC. b) NEITHER DELMARVA POWER NOR ITS OFFICERS, DIRECTORS, EMPLOYEES, AFFILIATES, CONTRACTORS OR AGENTS ARE RESPONSIBLE FOR ASSURING THAT THE DESIGN, ENGINEERING AND CONSTRUCTION OF THE FACILITY OR INSTALLATION OF THE EEMS IS PROPER OR COMPLIES WITH ANY PARTICULAR LAWS, REGULATIONS, CODES, OR INDUSTRY STANDARDS. NEITHER DELMARVA POWER NOR ITS OFFICERS, DIRECTORS, EMPLOYEES, AFFILIATES, CONTRACTORS, OR AGENTS MAKE, AND ARE NOT AUTHORIZED TO MAKE, ANY REPRESENTATIONS OF ANY KIND REGARDING THE RESULTS TO BE ACHIEVED BY THE EEMS OR THE ADEQUACY OR SAFETY OF SUCH MEASURES.
16. CUSTOMER TAX OBLIGATION: The Customer is responsible for declaring and paying any and all applicable federal, state, and local taxes that may be owed on any Program incentive payment.
17. VENDOR SELECTION: The Customer may select any Small Business Trade Ally listed on the Delmarva Power C&I Energy Savings website, unless exception is specifically granted by Delmarva Power. However, Delmarva Power reserves the right, in its sole discretion, to prohibit specific vendors or contractors from program participation.
18. REMOVAL OF EQUIPMENT: The Customer agrees, as a condition of participation in the program, to remove and dispose of the equipment being replaced by the EEMs in accordance with all applicable laws, regulations and codes. The Customer agrees not to reinstall any of this equipment anywhere in the State of Maryland, or transfer it to any other party for such installation.
19. MISCELLANEOUS: a) The agreement between the Customer and Delmarva Power is composed of all applicable program forms, supporting documentation, and these Terms and Conditions. b) The Customer acknowledges that the only individuals authorized to bind Delmarva Power under the Delmarva Power program are Delmarva Power staff and authorized agents of Delmarva Power. c) If any provision of the Terms and Conditions is deemed invalid by any court or administrative body having jurisdiction, such ruling shall not invalidate any other provision, and the remaining Terms and Conditions shall remain in full force and effect in accordance with their terms. d) Resolution of disputes concerning these Terms and Conditions, or any other requirement of this Application or condition of incentive award, shall be governed in all respects by the laws of the jurisdiction in which the customer is located. e) In the event of a dispute between the parties which cannot be informally resolved, the following procedure shall apply. (1) NOTICE OF DISPUTE. A party shall deliver a written notice (“Dispute Notice”) to the other describing the nature and substance of any Dispute and proposing a resolution of the Dispute. (2) MANAGEMENT NEGOTIATION. During the first thirty (30) days following the delivery of the Dispute Notice (and during any extension agreed to by the Parties, the “Negotiation Period”) an authorized manager of Customer (the “Customer’s Manager”) and an authorized manager of Delmarva Power (“Delmarva Power’s Manager”) shall attempt in good faith to resolve the Dispute through negotiations. If such negotiations result in an agreement in principle among such negotiators to settle the Dispute, they shall cause a written settlement agreement to be prepared, signed and dated (a “Management Settlement”), whereupon the Dispute shall be deemed settled, and not subject to further dispute resolution. (3) ALTERNATIVE DISPUTE RESOLUTION. (i) Customer and Delmarva Power (1) acknowledge that it is in their best interests to resolve any dispute, claim or controversy arising out of or relating to this engagement letter (any such dispute, claim or controversy, a “Dispute”), in accordance with the dispute resolution procedures set forth herein and (2) agree to use their best efforts so to resolve any such Dispute. Without limitation, such efforts shall include mandatory submission of a Dispute to non-binding mediation. Should such Dispute not be resolved within 90 days after the issuance by one of the parties of a written Request for Mediation (or such longer period as the parties may agree), Delmarva Power and Customer may seek other legal recourse. (ii) Notwithstanding the above, either party may seek injunctive relief to enforce its rights with respect to the use or protection of (1) its confidential or proprietary information or material or (2) its names, trademarks, service marks or logos, in a court of competent jurisdiction in which the customer is located. The parties consent to the personal jurisdiction thereof and to sole venue therein only for such purposes. f) DELMARVA POWER AND CUSTOMER HEREBY IRREVOCABLY AND UNCONDITIONALLY WAIVE ANY RIGHT EITHER SUCH PARTY MAY HAVE TO A TRIAL BY JURY OR TO INITIATE OR BECOME A PARTY TO ANY CLASS ACTION CLAIMS IN RESPECT OF ANY ACTION, SUIT OR PROCEEDING DIRECTLY OR INDIRECTLY ARISING OUT OF OR RELATING TO THIS APPLICATION OR THE TRANSACTIONS CONTEMPLATED BY THIS APPLICATION.

## Change Log (hidden)
Changes
Date | Action
2011-06-28 | 1. Joe put in Program Details and Instructions page for Pepco
2. Joe reviewed the Application page to ensure it was appropriate for Pepco
3. Joe and Judith updated the application to great rows with incentive figures to toggle back and forth for both Delmarva and Pepco
4. Cliff had problems with replacement controls so I took off the protection that shouldn't have been on it and put a pop up box with detailed instructions
5. Cliff noticed that on the lighting worksheet the drop down box for fixture type didn't carry through the entire column so I fixed that
6. Adjusted the Replacement kWh to reflect the control for the replacement as it was referencing the initial control
2011-07-29 | 1. Adjusted the TRC values to pick up next year's values, assuming that the project will be completed after July 1
2. Put a pop-up box lettting users know that if they choose building fuel as natural gas or fuel oil they need to enter the unit price. If they don't, it adversely impacts the payback period.
3. Cleaned up some Div/0 error messages.
2011-08-02 | 1. Adjusted the replacement control ESF pop up box to include requirement to provide explanation if >30% is claimed.
2. Added additional calculations in Control summary area on top of sheet to include Watts controlled/ control. They will turn red if the average Watts/control is not met.
3. Added additional column to calculate total watts controlled by measure. The cells will turn red if it doesn't meet minimum criteria for that control type.
2011-08-03 | Since controls are always prescriptive I altered the Summary Page to isolate fixtures from controls. Controls will never be reduced.
2011-08-04 | Per Bill, for those situations where there is an existing control, we need to capture the savings from that control. So I added an additional row to the top Controls section that identify the savings. Those savings numbers, but not the count of controls, is carried onto the Summary sheet.
In addition, if there is an existing control and a user enters a new one, the ESF replacement cell will turn red.
2011-04-10 | Something was off in the controls, still. Got with Bill--added total watts controlled column and determined controlled watts per fixture correctly. He also had me remove the pre and post fuel oil and natural gas savings from the lighting table. But after doing so I realized that we couldn't accurately capture that information for controls so we ended up putting the replacement columns back in, but hidden. Also hid the fuel oil and natural gas savings on the Alt sheet.
And sometime between the 10th and the 4th, Ross noticed an error in the controls total and I fixed that.
2011-08-11 | Updated the instructions. To Alt Fixtures added CFL screw in option that does not get an incentive.
2011-08-16 | Bill did more updates to the instructions to incorporate Cliff's concerns and, and had me make the Alt instructions a separate page.
I also unprotected the input watts column but left it colored so it could be overwritten but it wouldn't be obvious.
2011-08-28 | Updated the watts calculation column to screen out a Div/0 error message.
2011-09-08 | Ellen Embry raised the question about having different dates on both the application and workbooks. Per Bill, with input from Nick, agree that there should be only one date. So I've updated the files as such. The formulas have not changed.
2011-09-23 | Bill requested that I update the application to ask for Facility Name and to tie that and the address to the top left of each input sheet. He also requested that in the controls section, if the control doesn't meet the specifications, that in addition to the existing red highlight, I modify the savings and incentives values so that they become 0. And finally, he requested that on both the Alt fixture and the Summary page, I change the formula for Total Installation costs to read the entire column, not add up the totals of Materials and Installation as the engineers sometimes change those values.
2011-10-03 | Changed the names of the fixtures to be consistent with Bill's statement that: “HPT8” is used when the fixture has one or more CEE-listed 32W T8 lamps
“RWT8” is used when the fixture has one or more CEE-listed 25W or 28W T8 lamps
2011-10-11 | Updated TRC tool values to reflect start date of 2012.
Changed the TRC tool cell D13 to be a direct link to the 49%, not a lookup. Per Bill, since there is only one valid value no need for lookup.
2011-11-01 | Updated small business bonus and multiple submission bonus for delmarva to reflect only Prescriptive incentives, not alternative
2011-11-02 | Converted the file to .xls format.
2011-11-15 | Rounded the incentive cost on the TRC tool to 0 decimals. Also added company name and project number to that sheet.
2011-11-28 | Changed the coincidence factor to only be zero for Exterior if the hours per day is 12 or under, otherwise, it's based upon building code.
2011-12-21 | Changed the conditional formatting on the % wattage reduction to be red if it's less than 20% (including negatives); yellow if it's between 50 and 65%; and orange if it's over 65%. This is for both prescriptive and custom.
2012-01-04 | rounded incentive costs on application to not show decimal places. Began the process of adding additional replacement LED measures per Bill
2012-01-17 | Per Bill, capped the EUL on the Alternative replacement fixture at 25 years. Did this in 2 places: data validation in the expected life column (however this could still be an issue if the lamp is barely used during the year, so I also capped it when it brought it over to the TRC tool.
2012-01-19 | Changed the alternative incentive from $0.08 per kWh to $0.16 per kWh.
2012-01-20 | Added text and formatting to Eligible measures page, per Ellen Embry. This is to become a stand-alone PDF on the website, in addition to being in this workbook.
2012-01-24 | Incorporated the new TRC values, received from PHI.
2012-02-10 | Added CFLs to Existing List
changed the % Watts reduction calculation to be (units * watts savings)b - (units * watts savings)ee/(units * watts savings)b. Previously it had been based on kWh.
2012-02-16 | fixed all the <= to the character. Changed all LA measure designations to CLT. Deleted MR16 from not in column AH on Alt page. | ≤
2012-02-17 | incorporated the new measure list, including the LEDs | ≥
2012-02-19 | incorporated new global application.
2012-02-21 | inserted the VFD application Ts&Cs, per Bill.
put in conditional formatting so that the LTC7 control can only be used with LT16 (LED freezer/cooler measure). However, LT16 can use any control.
updated instruction page for prescriptive lighting
2012-02-24 | Updated the wording on 2 of the measure descriptions to map to the filing.
2012-02-27 | changed the wording on the instruction page (on the yellow lines).
2012-02-28 | incoporated Barry's changes to the text of the eligible incentives page. Also changed the word "identify" to "indicate" on completion form.
2012-03-06 | Added the new measure codes (the long ones) to the summary page.
adjusted the watter reduction column as it was wrong. I didn’t put in the formula as in row 41 above.
2012-03-09 | Barry and Bill decided to treat the integral fixture/control as one measure rather than two, so incoporated code to handle that. Issue with LTC7 measure code so on hold until that's resolved.
2012-03-12 | Received the new LTC7 measure code so that's resolved.
2012-03-19 | Final review on the two changes above. Yooku suggested some conditional formatting (grey out the control input if LTN7) so implemented that.
2012-03-27 | Updated the Alt Instructions text regarding submission requirements for LEDs
2012-04-01 | Created the small business version
2012-04-10 | added statement to application and changed completion period to 3 months.
also linked the control minimums on the Ref sheet to the control box on top of the standard lighting form.
updated T&C - #1 and #17
2012-05-03 | added 10% bonus information
2012-05-09 | UPDATED THE DPL AND PEPCO program cost for the TRC, per new information from PHI
2012-05-15 | removed the traffic lights as an option; updated some of the incentives;
incorporated new IF for demand and energy for reach in freezer or cooler measure LTL16.

## Sheet1 (hidden)
1. Eligible measures and incentives page. Update yellow. |  | done except for footnote
2. On input sheet, why do we make the user enter a measure code and then the fixture code? Can we just make the measure code a lookup? | [5 empty] | Not sure we can. Discuss with Bill.
3. New fixture codes beginning on line 542 on Ref2. Okay? |  | yes.
4. Need watts per fixture for same section on Ref2. |  | Bill to provide. Note that he may need to split out certain lamps into multiple measures.
5. On replacement Fixture list page need to update missing information. |  |  | Bill to provide
6. On same page we’re missing some traffic signals. Just confirm they should be there. |  |  |  | Bill checking on this.
7 | Add alternative energy savings to Alt page and adjust the TRC tool and simple payback calculation. |  |  |  | Confirm that this replaces Fuel Oil or is in addition to.
Per Bill on 1-4-2012:
| 1. The sensor needs to be relabeled and moved to the control section on the top of the sheet. |  |  |  | Do we need to test it for wattage or number of fixtures?
2. We'll probably need to break out the initial list into more choices to reflect Wattages.
In the meantime, I'm to add the LC7 to the top section and away further instructions.